## MC_IN_U
DANH SÁCH MÁY_30_07_2021-13_02_36
| TÊN THIẾT BỊ | TÊN CŨ | LOẠI THIẾT BỊ | NHÀ MÁY | VỊ TRÍ | MODEL | TRẠNG THÁI | HỆ THỐNG | MÔ TẢ | SỐ SERI | THỜI GIAN BẮT ĐẦU | THỜI GIAN KẾT THÚC | THỜI GIAN CẬP NHẬT | NGƯỜI CẬP NHẬT | ẢNH
1 | Air Circuit Breaker MCC 5 | LE-MSB.MCC5 | LE-MC | PB1 | PB2 Generator room | MCCB-3P-40A-70KA |  |  |  |  | 2010 |  | 2021-07-29 11:07 | ngmai1 | ./public/img_mac/noimg.png
2 | Air Circuit Breaker MCC 6 | LE-MSB.MCC6 | LE-MC | PB1 | PB2 Generator room | MCCB-3P-150A-25KA |  |  |  |  | 2010 |  | 2021-07-29 11:07 | ngmai1 | ./public/img_mac/noimg.png
3 | Air Circuit Breaker MCC 7 | LE-MSB.MCC7 | LE-MC | PB1 | PB2 Generator room | MCCB-3P-20A-70KA |  |  |  |  | 2010 |  | 2021-07-29 11:07 | ngmai1 | ./public/img_mac/noimg.png
4 | Addressable Heat detector | FA-HD35÷39 |  |  | PB3 Generator room, Tranformer room, Air comp room, Pantry room | AJT-EA |  |  |  |  | 2017 |  | 2021-07-29 11:07 | ngmai1 | ./public/img_mac/noimg.png
5 | Air Circuit Breaker MCC 2 | LE-MSB.MCC2 | LE-MC | PB1 | PB2 Generator room | MCCB-3P-400A-50KA |  |  |  |  | 2010 |  | 2021-07-29 11:07 | ngmai1 | ./public/img_mac/noimg.png
6 | Air Circuit Breaker DB 1 | LE-MSB.DB1 | LE-MC | PB1 | PB2 Generator room | MCCB-3P-400A-70KA |  |  |  |  | 2010 |  | 2021-07-29 11:07 | ngmai1 | ./public/img_mac/noimg.png
7 | Air Circuit Breaker DB 11 | LE-MSB.DB11 | LE-MC | PB2 | PB2 Generator room | MCCB-3P-400A-70KA |  |  |  |  | 2010 |  | 2021-07-29 11:07 | ngmai1 | ./public/img_mac/noimg.png
8 | Air Circuit Breaker DB 12 | LE-MSB.DB12 | LE-MC | PB2 | PB2 Generator room | MCCB-3P-400A-70KA |  |  |  |  | 2010 |  | 2021-07-29 11:07 | ngmai1 | ./public/img_mac/noimg.png
9 | Air Circuit Breaker DB 13 | LE-MSB.DB13 | LE-MC | PB2 | PB2 Generator room | MCCB-3P-400A-70KA |  |  |  |  | 2010 |  | 2021-07-29 11:07 | ngmai1 | ./public/img_mac/noimg.png
10 | Air Circuit Breaker DB 15 | LE-MSB.DB15 | LE-MC | PB2 | PB2 Generator room | MCCB-3P-400A-70KA |  |  |  |  | 2010 |  | 2021-07-29 11:07 | ngmai1 | ./public/img_mac/noimg.png
11 | Air Circuit Breaker DB 17 | LE-MSB.DB17 | LE-MC | PB2 | PB2 Generator room | MCCB-3P-400A-70KA |  |  |  |  | 2010 |  | 2021-07-29 11:07 | ngmai1 | ./public/img_mac/noimg.png
12 | Air Circuit Breaker DB 19 | LE-MSB.DB19 | LE-MC | PB2 | PB2 Generator room | MCCB-3P-400A-70KA |  |  |  |  | 2010 |  | 2021-07-29 11:07 | ngmai1 | ./public/img_mac/noimg.png
13 | Air Circuit Breaker DB 20 | LE-MSB.DB20 | LE-MC | PB2 | PB2 Generator room | MCCB-3P-400A-70KA |  |  |  |  | 2010 |  | 2021-07-29 11:07 | ngmai1 | ./public/img_mac/noimg.png
14 | Air Circuit Breaker DB 21 | LE-MSB.DB21 | LE-MC | PB3 | PB2 Generator room | MCCB-3P-400A-70KA |  |  |  |  | 2010 |  | 2021-07-29 11:07 | ngmai1 | ./public/img_mac/noimg.png
15 | Air Circuit Breaker DB 5 | LE-MSB.DB5 | LE-MC | PB2 | PB2 Generator room | MCCB-3P-400A-70KA |  |  |  |  | 2010 |  | 2021-07-29 11:07 | ngmai1 | ./public/img_mac/noimg.png
16 | Air Circuit Breaker DB 6 | LE-MSB.DB6 | LE-MC | PB2 | PB2 Generator room | MCCB-3P-400A-70KA |  |  |  |  | 2010 |  | 2021-07-29 11:07 | ngmai1 | ./public/img_mac/noimg.png
17 | Air Circuit Breaker DB 7 | LE-MSB.DB7 | LE-MC | PB2 | PB2 Generator room | MCCB-3P-400A-70KA |  |  |  |  | 2010 |  | 2021-07-29 11:07 | ngmai1 | ./public/img_mac/noimg.png
18 | Air Circuit Breaker DB 8 | LE-MSB.DB8 | LE-MC | PB2 | PB2 Generator room | MCCB-3P-400A-70KA |  |  |  |  | 2010 |  | 2021-07-29 11:07 | ngmai1 | ./public/img_mac/noimg.png
19 | Air Circuit Breaker DB-AIR COMPRESSOR | LE-MSB.DBPCO | LE-DB | PB1 | PB1 LVSB room | VS-PM_08_0077 |  |  |  |  | 2008 |  | 2021-07-29 11:07 | ngmai1 | ./public/img_mac/noimg.png
20 | Air Circuit Breaker DB. BV1 | LE-MSB.DBBV1 | LE-DB | PB1 | PB1 LVSB room | VS-PM_08_0077 |  |  |  |  | 2008 |  | 2021-07-29 11:07 | ngmai1 | ./public/img_mac/noimg.png
21 | Air Circuit Breaker DB. BV2 | LE-MSB.DBBV2 | LE-DB | PB1 | PB1 LVSB room | VS-PM_08_0077 |  |  |  |  | 2008 |  | 2021-07-29 11:07 | ngmai1 | ./public/img_mac/noimg.png
22 | Air Circuit Breaker DB.AC2 | LE-MSB.DBAC2 | LE-DB | PB1 | PB1 LVSB room | VS-PM_08_0077 |  |  |  |  | 2008 |  | 2021-07-29 11:07 | ngmai1 | ./public/img_mac/noimg.png
23 | Air Circuit Breaker DBL-ZONE 2-1 | LE-MSB.DBLZ2.1 | LE-DB | PB1 | PB1 LVSB room | VS-PM_08_0077 |  |  |  |  | 2008 |  | 2021-07-29 11:07 | ngmai1 | ./public/img_mac/noimg.png
24 | Air Circuit Breaker DBL-ZONE 2-2 | LE-MSB.DBLZ2.2 | LE-DB | PB1 | PB1 LVSB room | VS-PM_08_0077 |  |  |  |  | 2008 |  | 2021-07-29 11:07 | ngmai1 | ./public/img_mac/noimg.png
25 | Air Circuit Breaker DBL-ZONE 3 | LE-MSB.DBLZ3 | LE-DB | PB1 | PB1 LVSB room | VS-PM_08_0077 |  |  |  |  | 2008 |  | 2021-07-29 11:07 | ngmai1 | ./public/img_mac/noimg.png
26 | Air Circuit Breaker DBP-ZONE 1 | LE-MSB.DBPZ1 | LE-DB | PB1 | PB1 LVSB room | VS-PM_08_0077 |  |  |  |  | 2008 |  | 2021-07-29 11:07 | ngmai1 | ./public/img_mac/noimg.png
27 | Air Circuit Breaker DBP-ZONE 2-1 | LE-MSB.DBPZ2.1 | LE-DB | PB1 | PB1 LVSB room | VS-PM_08_0077 |  |  |  |  | 2008 |  | 2021-07-29 11:07 | ngmai1 | ./public/img_mac/noimg.png
28 | Air Circuit Breaker DBP-ZONE 2-2 | LE-MSB.DBPZ2.2 | LE-DB | PB1 | PB1 LVSB room | VS-PM_08_0077 |  |  |  |  | 2008 |  | 2021-07-29 11:07 | ngmai1 | ./public/img_mac/noimg.png
29 | Air Circuit Breaker DBP-ZONE 3 | LE-MSB.DBPZ3 | LE-DB | PB1 | PB1 LVSB room | VS-PM_08_0077 |  |  |  |  | 2008 |  | 2021-07-29 11:07 | ngmai1 | ./public/img_mac/noimg.png
30 | Air Circuit Breaker MCC 1 | LE-MSB.MCC1 | LE-MC | PB1 | PB2 Generator room | MCCB-3P-1000A-50KA |  |  |  |  | 2010 |  | 2021-07-29 11:07 | ngmai1 | ./public/img_mac/noimg.png
31 | Air Circuit Breaker Power Breaker | LE-ACB | LE-MC | PB1 | PB2 Generator room | NW 40H1 |  |  |  | 1404132237 | 2010 |  | 2021-07-29 11:07 | ngmai1 | ./public/img_mac/noimg.png
32 | Air Circuit Breaker SPARE-09 | LE-MSB.SPARE | LE-MC | PB3 | PB2 Generator room | MCCB-3P-100A-70KA |  |  |  |  | 2010 |  | 2021-07-29 11:07 | ngmai1 | ./public/img_mac/noimg.png
33 | Beam detector | FA-BD |  |  | PB3 Workshop | SPB-24N |  |  |  |  | 2017 |  | 2021-07-29 11:07 | ngmai1 | ./public/img_mac/noimg.png
34 | Distribution board ACU&CDU 01 | LE-DBAC01 | LE-DB | PB2 | PB1 Outside workshop | Legrand 160A |  |  |  |  | 2008 |  | 2021-07-29 11:07 | ngmai1 | ./public/img_mac/noimg.png
35 | Distribution board ACU&CDU 02 | LE-DBAC02 | LE-DB | PB2 | PB1 Outside workshop | Legrand 160A |  |  |  |  | 2008 |  | 2021-07-29 11:07 | ngmai1 | ./public/img_mac/noimg.png
36 | Distribution board ACU&CDU 03 | LE-DBAC03 | LE-DB | PB2 | PB1 Outside workshop | Legrand 160A |  |  |  |  | 2008 |  | 2021-07-29 11:07 | ngmai1 | ./public/img_mac/noimg.png
37 | Distribution board ACU&CDU 04 | LE-DBAC04 | LE-DB | PB2 | PB1 Outside workshop | Legrand 160A |  |  |  |  | 2008 |  | 2021-07-29 11:07 | ngmai1 | ./public/img_mac/noimg.png
38 | Distribution board ACU&CDU 12&13 | LE-DBAC12&13 | LE-DB | PB3 | PB1 Outside workshop | [5 empty] | 2018 |  | 2021-07-29 11:07 | ngmai1 | ./public/img_mac/noimg.png
39 | Distribution board ACU&CDU10 | LE-DBAC10 | LE-PM | PB1 | PB2 Outside workshop | [5 empty] | 2010 |  | 2021-07-29 11:07 | ngmai1 | ./public/img_mac/noimg.png
40 | Distribution board ACU&CDU11 | LE-DBAC11 | LE-PM | PB1 | PB2 Outside workshop | [5 empty] | 2010 |  | 2021-07-29 11:07 | ngmai1 | ./public/img_mac/noimg.png
41 | Distribution board ACU&CDU5 | LE-DBAC05 | LE-PM | PB1 | PB2 Outside workshop | [5 empty] | 2010 |  | 2021-07-29 11:07 | ngmai1 | ./public/img_mac/noimg.png
42 | Distribution board ACU&CDU6 | LE-DBAC06 | LE-PM | PB1 | PB2 Outside workshop | [5 empty] | 2010 |  | 2021-07-29 11:07 | ngmai1 | ./public/img_mac/noimg.png
43 | Distribution board ACU&CDU7 | LE-DBAC07 | LE-PM | PB1 | PB2 Outside workshop | [5 empty] | 2010 |  | 2021-07-29 11:07 | ngmai1 | ./public/img_mac/noimg.png
44 | Distribution board ACU&CDU8 | LE-DBAC08 | LE-PM | PB1 | PB2 Outside workshop | [5 empty] | 2010 |  | 2021-07-29 11:07 | ngmai1 | ./public/img_mac/noimg.png
45 | Distribution board ACU&CDU9 | LE-DBAC09 | LE-PM | PB1 | PB2 Outside workshop | [5 empty] | 2010 |  | 2021-07-29 11:07 | ngmai1 | ./public/img_mac/noimg.png
46 | Distribution board Camera Canteen | LE-DBCA | LE-SB | PB1 | PB2 canteen | Model: A9K27220 - 2P, 6kA, 230V, B curve |  |  |  |  | 2019 |  | 2021-07-29 11:07 | ngmai1 | ./public/img_mac/noimg.png
47 | Distribution board DB 1 | LE-DB1 | LE-MC | PB3 | PB2 Workshop | MCCB-3P-400A-70KA |  |  |  |  | 2010 |  | 2021-07-29 11:07 | ngmai1 | ./public/img_mac/noimg.png
48 | Distribution board DB 10 | LE-DB10 | LE-MC | PB3 | PB2 Workshop | MCCB-3P-400A-70KA |  |  |  |  | 2010 |  | 2021-07-29 11:07 | ngmai1 | ./public/img_mac/noimg.png
49 | Distribution board DB 11 | LE-DB11 | LE-MC | PB3 | PB2 Workshop | MCCB-3P-400A-70KA |  |  |  |  | 2010 |  | 2021-07-29 11:07 | ngmai1 | ./public/img_mac/noimg.png
50 | Distribution board DB 12 | LE-DB12 | LE-MC | PB3 | PB2 Workshop | MCCB-3P-400A-70KA |  |  |  |  | 2010 |  | 2021-07-29 11:07 | ngmai1 | ./public/img_mac/noimg.png
51 | Distribution board DB 13 | LE-DB13 | LE-MD | PB1 | PB2 Workshop | MCCB-3P-400A-70KA |  |  |  |  | 2010 |  | 2021-07-29 11:07 | ngmai1 | ./public/img_mac/noimg.png
52 | Distribution board DB 14 | LE-DB14 | LE-MD | PB2 | PB2 Workshop | MCCB-3P-400A-70KA |  |  |  |  | 2010 |  | 2021-07-29 11:07 | ngmai1 | ./public/img_mac/noimg.png
53 | Distribution board DB 15 | LE-DB15 | LE-MD | PB3 | PB2 Workshop | MCCB-3P-400A-70KA |  |  |  |  | 2010 |  | 2021-07-29 11:07 | ngmai1 | ./public/img_mac/noimg.png
54 | Distribution board DB 16 | LE-DB16 | LE-PM | PB1 | PB2 Workshop | MCCB-3P-400A-70KA |  |  |  |  | 2010 |  | 2021-07-29 11:07 | ngmai1 | ./public/img_mac/noimg.png
55 | Distribution board DB 17 | LE-DB17 | LE-PM | PB1 | PB2 Workshop | MCCB-3P-400A-70KA |  |  |  |  | 2010 |  | 2021-07-29 11:07 | ngmai1 | ./public/img_mac/noimg.png
56 | Distribution board DB 18 | LE-DB18 | LE-PM | PB1 | PB2 Workshop | MCCB-3P-400A-70KA |  |  |  |  | 2010 |  | 2021-07-29 11:07 | ngmai1 | ./public/img_mac/noimg.png
57 | Distribution board DB 19 | LE-DB19 | LE-PM | PB1 | PB2 Warehouse | MCCB-3P-400A-70KA |  |  |  |  | 2010 |  | 2021-07-29 11:07 | ngmai1 | ./public/img_mac/noimg.png
58 | Distribution board DB 19A | LE-DB19A | LE-PM | PB1 | PB2 Warehouse | MCCB-3P-400A-70KA |  |  |  |  | 2010 |  | 2021-07-29 11:07 | ngmai1 | ./public/img_mac/noimg.png
59 | Distribution board DB 2 | LE-DB2 | LE-MC | PB3 | PB2 Workshop | MCCB-3P-400A-70KA |  |  |  |  | 2010 |  | 2021-07-29 11:07 | ngmai1 | ./public/img_mac/noimg.png
60 | Distribution board DB 20 | LE-DB20 | LE-PM | PB1 | PB2 Workshop | MCCB-3P-400A-70KA |  |  |  |  | 2010 |  | 2021-07-29 11:07 | ngmai1 | ./public/img_mac/noimg.png
61 | Distribution board DB 21 | LE-DB21 | LE-PM | PB1 | PB2 Canteen | MCCB-3P-400A-70KA |  |  |  |  | 2010 |  | 2021-07-29 11:07 | ngmai1 | ./public/img_mac/noimg.png
62 | Distribution board DB 3 | LE-DB3 | LE-MC | PB3 | PB2 Workshop | MCCB-3P-400A-70KA |  |  |  |  | 2010 |  | 2021-07-29 11:07 | ngmai1 | ./public/img_mac/noimg.png
63 | Distribution board DB 4 | LE-DB4 | LE-MC | PB3 | PB2 Workshop | MCCB-3P-400A-70KA |  |  |  |  | 2010 |  | 2021-07-29 11:07 | ngmai1 | ./public/img_mac/noimg.png
64 | Distribution board DB 5 | LE-DB5 | LE-MC | PB3 | PB2 Workshop | MCCB-3P-400A-70KA |  |  |  |  | 2010 |  | 2021-07-29 11:07 | ngmai1 | ./public/img_mac/noimg.png
65 | Distribution board DB 6 | LE-DB6 | LE-MC | PB3 | PB2 Workshop | MCCB-3P-400A-70KA |  |  |  |  | 2010 |  | 2021-07-29 11:07 | ngmai1 | ./public/img_mac/noimg.png
66 | Distribution board DB 7 | LE-DB7 | LE-MC | PB3 | PB2 Workshop | MCCB-3P-400A-70KA |  |  |  |  | 2010 |  | 2021-07-29 11:07 | ngmai1 | ./public/img_mac/noimg.png
67 | Distribution board DB 8 | LE-DB8 | LE-MC | PB3 | PB2 Workshop | MCCB-3P-400A-70KA |  |  |  |  | 2010 |  | 2021-07-29 11:07 | ngmai1 | ./public/img_mac/noimg.png
68 | Distribution board DB 9 | LE-DB9 | LE-MC | PB3 | PB2 Workshop | MCCB-3P-400A-70KA |  |  |  |  | 2010 |  | 2021-07-29 11:07 | ngmai1 | ./public/img_mac/noimg.png
69 | Distribution board DB BV | LE-DBBV3 | LE-SB | PB1 | PB2 A3 Gate | [5 empty] | 2010 |  | 2021-07-29 11:07 | ngmai1 | ./public/img_mac/noimg.png
70 | Distribution board DB-FAN 1 | LE-DBFAN1 | LE-SB | PB2 | PB3 Workshop | CVS 100B 100A |  |  |  |  | 2017 |  | 2021-07-29 11:07 | ngmai1 | ./public/img_mac/noimg.png
71 | Distribution board DB-FFP | LE-DBFFP | LE-SB | PB2 | PB3 Pump room | NSX 400 400A |  |  |  |  | 2017 |  | 2021-07-29 11:07 | ngmai1 | ./public/img_mac/noimg.png
72 | Distribution board DB-LPG | LE-DBLPG | LE-SB | PB1 | PB2 Outside near canteen | [5 empty] | 2010 |  | 2021-07-29 11:07 | ngmai1 | ./public/img_mac/noimg.png
73 | Distribution board LDCP-1 | LE-LDCP1 | LE-SB | PB1 | PB2 Warehouse | [5 empty] | 2010 |  | 2021-07-29 11:07 | ngmai1 | ./public/img_mac/noimg.png
74 | Distribution board LDCP-2 | LE-LDCP2 | LE-SB | PB1 | PB2 Warehouse | [5 empty] | 2010 |  | 2021-07-29 11:07 | ngmai1 | ./public/img_mac/noimg.png
75 | Distribution board LP-FAC | LE-DBFAC | LE-SB | PB2 | PB3 Workshop | CVS 250B 200A |  |  |  |  | 2017 |  | 2021-07-29 11:07 | ngmai1 | ./public/img_mac/noimg.png
76 | Distribution board MCC 7- Waste Pump | LE-MCC7 | LE-MC | PB3 | PB2 Waste tank (Middle) | MCCB-3P-20A-70KA |  |  |  |  | 2010 |  | 2021-07-29 11:07 | ngmai1 | ./public/img_mac/noimg.png
77 | Medium volttage swicht gear (Incoming) | ME-SGI2 | LE-DB | PB3 | PB2 Transformer room | IM-24 |  |  |  | 1004031CI | 2010 |  | 2021-07-29 11:07 | ngmai1 | ./public/img_mac/noimg.png
78 | Medium volttage swicht gear (Incoming) | ME-SGI3 | LE-SB | PB2 | PB3 Transfosmer room | [5 empty] | 2017 |  | 2021-07-29 11:07 | ngmai1 | ./public/img_mac/noimg.png
79 | refrigerator | AC-RE3 | [10 empty] | 2021-07-29 11:07 | ngmai1 | ./public/img_mac/noimg.png
80 | Smoke detector | FA-SD181÷234 |  |  | PB3 Warehouse | SLV 24N |  |  |  |  | 2017 |  | 2021-07-29 11:07 | ngmai1 | ./public/img_mac/noimg.png
81 | Smoke alarm detector | FA-SD175÷180 |  |  | PB3 Workshop | ALN-V |  |  |  |  | 2017 |  | 2021-07-29 11:07 | ngmai1 | ./public/img_mac/noimg.png
82 | Transformer 2500 KVA. | ME-TR02 | LE-MC | PB1 | PB2 Transformer room | 2500-22/0.4 |  |  |  | 1VN2100079 | 2010 |  | 2021-07-29 11:07 | ngmai1 | ./public/img_mac/noimg.png
83 | wall fan | FN-WF09 |  |  | PB1 Warehouse | [5 empty] | 2016 |  | 2021-07-29 11:07 | ngmai1 | ./public/img_mac/noimg.png
84 | Wall fan | FN-WF10 |  |  | PB1 Warehouse | [5 empty] | 2017 |  | 2021-07-29 11:07 | ngmai1 | ./public/img_mac/noimg.png
85 | Wall fan | FN-WF11 |  |  | PB1 Warehouse | [5 empty] | 2017 |  | 2021-07-29 11:07 | ngmai1 | ./public/img_mac/noimg.png
86 | Wall fan | FN-WF12 |  |  | PB1 Warehouse | H-686 |  |  |  |  | 2017 |  | 2021-07-29 11:07 | ngmai1 | ./public/img_mac/noimg.png
87 | Wall fan | FN-WF13 |  |  | PB1 Warehouse | H-686 |  |  |  |  | 2016 |  | 2021-07-29 11:07 | ngmai1 | ./public/img_mac/noimg.png
88 | Wall fan | FN-WF14 |  |  | PB1 Warehouse Shipping | H-686 |  |  |  |  | 2016 |  | 2021-07-29 11:07 | ngmai1 | ./public/img_mac/noimg.png
89 | Wall fan | FN-WF15 |  |  | PB1 Warehouse unload dock | H-686 |  |  |  |  | 2016 |  | 2021-07-29 11:07 | ngmai1 | ./public/img_mac/noimg.png
90 | Wall fan | FN-WF16 |  |  | PB1QC final area | H-686 |  |  |  |  | 2016 |  | 2021-07-29 11:07 | ngmai1 | ./public/img_mac/noimg.png
91 | Wall fan | FN-WF17 |  |  | PB1 Mazenine office | H-686 |  |  |  |  | 2016 |  | 2021-07-29 11:07 | ngmai1 | ./public/img_mac/noimg.png
92 | Wall fan | FN-WF18 |  |  | PB1 Main office pantry | H-686 |  |  |  |  | 2016 |  | 2021-07-29 11:07 | ngmai1 | ./public/img_mac/noimg.png
93 | Wall fan | FN-WF19 |  |  | PB1 HR area | H-686 |  |  |  |  | 2017 |  | 2021-07-29 11:07 | ngmai1 | ./public/img_mac/noimg.png
94 | Wall fan | FN-WF20 |  |  | PB1 Final area | H-686 |  |  |  |  | 2017 |  | 2021-07-29 11:07 | ngmai1 | ./public/img_mac/noimg.png
95 | Wall fan | FN-WF21 |  |  | PB1 Main office Male rest room | H-686 |  |  |  |  | 2016 |  | 2021-07-29 11:07 | ngmai1 | ./public/img_mac/noimg.png
96 | Wall fan | FN-WF22 |  |  | PB1 QC room | H-686 |  |  |  |  | 2018 |  | 2021-07-29 11:07 | ngmai1 | ./public/img_mac/noimg.png
97 | Wall fan | FN-WF23 |  |  | PB1 Mec room | H-686 |  |  |  |  | 2018 |  | 2021-07-29 11:07 | ngmai1 | ./public/img_mac/noimg.png
98 | Wall fan | FN-WF24 |  |  | PB1 Warehouse office | H-686 |  |  |  |  | 2018 |  | 2021-07-29 11:07 | ngmai1 | ./public/img_mac/noimg.png
99 | Wall fan | FN-WF25 |  |  | PB1Sport area | PA-2065 |  |  |  |  | 2018 |  | 2021-07-29 11:07 | ngmai1 | ./public/img_mac/noimg.png
100 | Wall fan | FN-WF26 |  |  | PB3 Men toilet | DHW 750-T |  |  |  |  | 2019 |  | 2021-07-29 11:07 | ngmai1 | ./public/img_mac/noimg.png
101 | Wall fan | FN-WF27 |  |  | PB2 female toilet | DHW 750-T |  |  |  |  | 2019 |  | 2021-07-29 11:07 | ngmai1 | ./public/img_mac/noimg.png
102 | Wall fan | FN-WF28 |  |  | PB2 female toilet | DHW 750-T |  |  |  |  | 2019 |  | 2021-07-29 11:07 | ngmai1 | ./public/img_mac/noimg.png
103 | Wall fan | FN-WF29 |  |  | PB1Air-comp room | HQ.048.15 |  |  |  |  | 2019 |  | 2021-07-29 11:07 | ngmai1 | ./public/img_mac/noimg.png
104 | Wall fan | FN-WF30 |  |  | PB2 Air compresor room | HQ.048.15 |  |  |  |  | 2016 |  | 2021-07-29 11:07 | ngmai1 | ./public/img_mac/noimg.png
105 | Wall fan | FN-WF31 |  |  | PB2 Mec room | Senko |  |  |  |  | 2016 |  | 2021-07-29 11:07 | ngmai1 | ./public/img_mac/noimg.png
106 | Wall fan | FN-WF32 |  |  | PB2 Warehouse office | Senko |  |  |  |  | 2016 |  | 2021-07-29 11:07 | ngmai1 | ./public/img_mac/noimg.png
107 | Wall fan | FN-WF33 |  |  | PB2 QC area | Senko |  |  |  |  | 2017 |  | 2021-07-29 11:07 | ngmai1 | ./public/img_mac/noimg.png
108 | Wall fan | FN-WF34 |  |  | PB2 Production office | Senko |  |  |  |  | 2018 |  | 2021-07-29 11:07 | ngmai1 | ./public/img_mac/noimg.png
109 | Wall fan | FN-WF35 |  |  | PB2 Odd room | Asia |  |  |  |  | 2018 |  | 2021-07-29 11:07 | ngmai1 | ./public/img_mac/noimg.png
110 | Wall fan | FN-WF36 |  |  | PB2 QC final area | Senko |  |  |  |  | 2016 |  | 2021-07-29 11:07 | ngmai1 | ./public/img_mac/noimg.png
111 | Wall fan | FN-WF37 |  |  | PB2 Warehouse shipping | H-686 |  |  |  |  | 2016 |  | 2021-07-29 11:07 | ngmai1 | ./public/img_mac/noimg.png
112 | Wall fan | FN-WF38 |  |  | PB2 Warehouse shipping dock#2 | H-686 |  |  |  |  | 2015 |  | 2021-07-29 11:07 | ngmai1 | ./public/img_mac/noimg.png
113 | Wall fan | FN-WF39 |  |  | PB2Warehouse loading dock #8 | H-686 |  |  |  |  | 2015 |  | 2021-07-29 11:07 | ngmai1 | ./public/img_mac/noimg.png
114 | Wall fan | FN-WF40 |  |  | PB2QC Warehouse area | H-686 |  |  |  |  | 2016 |  | 2021-07-29 11:07 | ngmai1 | ./public/img_mac/noimg.png
115 | Wall fan | FN-WF41 |  |  | PB2 Warehouse ( lua chi) | H-686 |  |  |  |  | 2017 |  | 2021-07-29 11:07 | ngmai1 | ./public/img_mac/noimg.png
116 | Wall fan | FN-WF42 |  |  | PB2 Warehouse cleck area | H-686 |  |  |  |  | 2017 |  | 2021-07-29 11:07 | ngmai1 | ./public/img_mac/noimg.png
117 | Wall fan | FN-WF43 |  |  | PB2 Gate A3 | H-686 |  |  |  |  | 2018 |  | 2021-07-29 11:07 | ngmai1 | ./public/img_mac/noimg.png
118 | Wall fan | FN-WF44 |  |  | PB2 Smec area | H-686 |  |  |  |  | 2018 |  | 2021-07-29 11:07 | ngmai1 | ./public/img_mac/noimg.png
119 | Wall fan | FN-WF45 |  |  | PB2 Replace motor store | H-686 |  |  |  |  | 2017 |  | 2021-07-29 11:07 | ngmai1 | ./public/img_mac/noimg.png
120 | Wall fan | FN-WF46 |  |  | PB2 Warehouse Supervisor loading | HQ.048.15 |  |  |  |  | 2016 |  | 2021-07-29 11:07 | ngmai1 | ./public/img_mac/noimg.png
121 | Wall fan | FN-WF47 |  |  | PB2 Smoking area | HQ.048.15 |  |  |  |  | 2018 |  | 2021-07-29 11:07 | ngmai1 | ./public/img_mac/noimg.png
122 | Wall fan | FN-WF48 |  |  | PB3 Mec room | H-686 |  |  |  |  | 2018 |  | 2021-07-29 11:07 | ngmai1 | ./public/img_mac/noimg.png
123 | Wall fan | FN-WF49 |  |  | PB3 Seam point Machine | H-686 |  |  |  |  | 2018 |  | 2021-07-29 11:07 | ngmai1 | ./public/img_mac/noimg.png
124 | Wall fan | FN-WF50 |  |  | PB3 Bias machine 01 | H-686 |  |  |  |  | 2018 |  | 2021-07-29 11:07 | ngmai1 | ./public/img_mac/noimg.png
125 | Wall fan | FN-WF51 |  |  | PB3 Bias machine 02 | H-686 |  |  |  |  | 2018 |  | 2021-07-29 11:07 | ngmai1 | ./public/img_mac/noimg.png
126 | Wall fan | FN-WF52 |  |  | PB3 Bias machine 03 | H-686 |  |  |  |  | 2018 |  | 2021-07-29 11:07 | ngmai1 | ./public/img_mac/noimg.png
127 | Wall fan | FN-WF53 |  |  | PB3 Bias machine 04 | H-686 |  |  |  |  | 2018 |  | 2021-07-29 11:07 | ngmai1 | ./public/img_mac/noimg.png
128 | Wall fan | FN-WF54 |  |  | PB3 Bias machine 05 | H-686 |  |  |  |  | 2018 |  | 2021-07-29 11:07 | ngmai1 | ./public/img_mac/noimg.png
129 | Wall fan | FN-WF55 |  |  | PB3 Bias machine 06 | H-686 |  |  |  |  | 2018 |  | 2021-07-29 11:07 | ngmai1 | ./public/img_mac/noimg.png
130 | Wall fan | FN-WF56 |  |  | PB3 Bias machine 07 | H-686 |  |  |  |  | 2018 |  | 2021-07-29 11:07 | ngmai1 | ./public/img_mac/noimg.png
131 | Wall fan | FN-WF57 |  |  | PB3 Bias machine 08 | H-686 |  |  |  |  | 2018 |  | 2021-07-29 11:07 | ngmai1 | ./public/img_mac/noimg.png
132 | Wall fan | FN-WF58 |  |  | PB3 Bias machine 09 | H-686 |  |  |  |  | 2018 |  | 2021-07-29 11:07 | ngmai1 | ./public/img_mac/noimg.png
133 | Wall fan | FN-WF59 |  |  | PB3 STS machine 01 | H-686 |  |  |  |  | 2018 |  | 2021-07-29 11:07 | ngmai1 | ./public/img_mac/noimg.png
134 | Wall fan | FN-WF60 |  |  | PB3 STS machine 02 | H-686 |  |  |  |  | 2018 |  | 2021-07-29 11:07 | ngmai1 | ./public/img_mac/noimg.png
135 | Wall fan | FN-WF61 |  |  | PB3 CTEX machine 01 | H-686 |  |  |  |  | 2018 |  | 2021-07-29 11:07 | ngmai1 | ./public/img_mac/noimg.png
136 | Wall fan | FN-WF62 |  |  | PB3 CTEX machine 02 | H-686 |  |  |  |  | 2018 |  | 2021-07-29 11:07 | ngmai1 | ./public/img_mac/noimg.png
137 | Wall fan | FN-WF63 |  |  | PB3 Warehouse office | H-686 |  |  |  |  | 2018 |  | 2021-07-29 11:07 | ngmai1 | ./public/img_mac/noimg.png
138 | Wall fan | FN-WF64 |  |  | PB3 Warehouse office | H-686 |  |  |  |  | 2018 |  | 2021-07-29 11:07 | ngmai1 | ./public/img_mac/noimg.png
139 | Wall fan | FN-WF65 |  |  | PB3 Utica machine 02 | H-686 |  |  |  |  | 2018 |  | 2021-07-29 11:07 | ngmai1 | ./public/img_mac/noimg.png
140 | Wall fan | FN-WF66 |  |  | PB3 Utica machine 03 | H-686 |  |  |  |  | 2018 |  | 2021-07-29 11:07 | ngmai1 | ./public/img_mac/noimg.png
141 | Wall fan | FN-WF67 |  |  | PB3 Utica machine 04 | H-686 |  |  |  |  | 2018 |  | 2021-07-29 11:07 | ngmai1 | ./public/img_mac/noimg.png
142 | Wall fan | FN-WF68 |  |  | PB3 Utica machine 05 | H-686 |  |  |  |  | 2018 |  | 2021-07-29 11:07 | ngmai1 | ./public/img_mac/noimg.png
143 | Wall fan | FN-WF69 |  |  | PB3 Utica machine 06 | H-686 |  |  |  |  | 2018 |  | 2021-07-29 11:07 | ngmai1 | ./public/img_mac/noimg.png
144 | Wall fan | FN-WF70 |  |  | PB3 Utica machine 07 | H-686 |  |  |  |  | 2018 |  | 2021-07-29 11:07 | ngmai1 | ./public/img_mac/noimg.png
145 | Wall fan | FN-WF71 |  |  | PB3 TSM 2 machine | H-686 |  |  |  |  | 2018 |  | 2021-07-29 11:07 | ngmai1 | ./public/img_mac/noimg.png
146 | Wall fan | FN-WF72 |  |  | PB3 Utica machine 10 | H-686 |  |  |  |  | 2018 |  | 2021-07-29 11:07 | ngmai1 | ./public/img_mac/noimg.png
147 | Wall fan | FN-WF73 |  |  | PB3 Cleck production area | H-686 |  |  |  |  | 2018 |  | 2021-07-29 11:07 | ngmai1 | ./public/img_mac/noimg.png
148 | Wall fan | FN-WF74 |  |  | PB3 Supperintendent area | H-686 |  |  |  |  | 2018 |  | 2021-07-29 11:07 | ngmai1 | ./public/img_mac/noimg.png
149 | Wall fan | FN-WF75 |  |  | PB3 Gerber machine 01 | H-686 |  |  |  |  | 2018 |  | 2021-07-29 11:07 | ngmai1 | ./public/img_mac/noimg.png
150 | Wall fan | FN-WF76 |  |  | PB3 Gerber machine 02 | H-686 |  |  |  |  | 2018 |  | 2021-07-29 11:07 | ngmai1 | ./public/img_mac/noimg.png
151 | Wall fan | FN-WF77 |  |  | PB3 Gerber machine 03 | H-686 |  |  |  |  | 2018 |  | 2021-07-29 11:07 | ngmai1 | ./public/img_mac/noimg.png
152 | Wall fan | FN-WF78 |  |  | PB3 Gerber machine 04 | H-686 |  |  |  |  | 2018 |  | 2021-07-29 11:07 | ngmai1 | ./public/img_mac/noimg.png
153 | Wall fan | FN-WF79 |  |  | PB3 Gerber machine 05 | H-686 |  |  |  |  | 2018 |  | 2021-07-29 11:07 | ngmai1 | ./public/img_mac/noimg.png
154 | Wall fan | FN-WF80 |  |  | PB3 Gerber machine 06 | H-686 |  |  |  |  | 2018 |  | 2021-07-29 11:07 | ngmai1 | ./public/img_mac/noimg.png
155 | wall fan | FN-WF83 |  |  | PB1Mini mark | TC-826 |  |  |  |  | 2019 |  | 2021-07-29 11:07 | ngmai1 | ./public/img_mac/noimg.png
156 | wall fan | FN-WF84 |  |  | PB1Mini mark | TC-826 |  |  |  |  | 2019 |  | 2021-07-29 11:07 | ngmai1 | ./public/img_mac/noimg.png
157 | wall fan | FN-WF85 |  |  | PB1Mini mark | TC-826 |  |  |  |  | 2019 |  | 2021-07-29 11:07 | ngmai1 | ./public/img_mac/noimg.png
158 | wall fan | FN-WF86 |  |  | PB1Mini mark | TC-826 |  |  |  |  | 2019 |  | 2021-07-29 11:07 | ngmai1 | ./public/img_mac/noimg.png
159 | wall fan | FN-WF87 |  |  | PB1Mini mark | TC-826 |  |  |  |  | 2019 |  | 2021-07-29 11:07 | ngmai1 | ./public/img_mac/noimg.png
160 | wall fan | FN-WF88 |  |  | PB1 Rest room 01 | DHW-500TW |  |  |  |  | 2020 |  | 2021-07-29 11:07 | ngmai1 | ./public/img_mac/noimg.png
161 | wall fan | FN-WF89 |  |  | PB1 Rest room 02 | DHW-500TW |  |  |  |  | 2020 |  | 2021-07-29 11:07 | ngmai1 | ./public/img_mac/noimg.png
162 | wall fan | FN-WF90 |  |  | PB1 Rest room 03 | DHW-500TW |  |  |  |  | 2020 |  | 2021-07-29 11:07 | ngmai1 | ./public/img_mac/noimg.png
163 | wall fan | FN-WF91 |  |  | PB1 Rest room 04 | DHW-500TW |  |  |  |  | 2020 |  | 2021-07-29 11:07 | ngmai1 | ./public/img_mac/noimg.png
164 | wall fan | FN-WF92 |  |  | PB1 Rest room 05 | DHW-500TW |  |  |  |  | 2020 |  | 2021-07-29 11:07 | ngmai1 | ./public/img_mac/noimg.png
165 | wall fan | FN-WF93 |  |  | PB1 Rest room 06 | DHW-500TW |  |  |  |  | 2020 |  | 2021-07-29 11:07 | ngmai1 | ./public/img_mac/noimg.png
166 | wall fan | FN-WF94 |  |  | PB2 male toilet | DHW-500TW |  |  |  |  | 2020 |  | 2021-07-29 11:07 | ngmai1 | ./public/img_mac/noimg.png
167 | wall fan | FN-WF95 |  |  | PB2 male toilet | DHW-500TW |  |  |  |  | 2020 |  | 2021-07-29 11:07 | ngmai1 | ./public/img_mac/noimg.png
168 | wall fan | FN-WF96 |  |  | PB2 male toilet | DHW-500TW |  |  |  |  | 2020 |  | 2021-07-29 11:07 | ngmai1 | ./public/img_mac/noimg.png
169 | wall fan | FN-WF97 |  |  | PB3 female toilet | DHW-600TW |  |  |  |  | 2020 |  | 2021-07-29 11:07 | ngmai1 | ./public/img_mac/noimg.png
170 | wall fan | FN-WF98 |  |  | PB3 female toilet | DHW-600TW |  |  |  |  | 2020 |  | 2021-07-29 11:07 | ngmai1 | ./public/img_mac/noimg.png
171 | A/C Control Panel | AC2-DDC01 | AC-SA | PB3 | PB2 Inside Workshop | VLC1188 |  |  |  |  | 2010 |  | 2021-07-29 11:07 | ngmai1 | ./public/img_mac/noimg.png
172 | AC controller BMS Panel | AC-DDC01 | AC-SA | PB1 | PB1 Workshop Floor-Zone 2 | Siemems 1200 |  |  |  |  | 2017 |  | 2021-07-29 11:07 | ngmai1 | ./public/img_mac/noimg.png
173 | Air Circuit Breaker DB. SUB | LE-MSB.DBSUB | LE-DB | PB1 | PB1 LVSB room | VS-PM_08_0077 |  |  |  |  | 2008 |  | 2021-07-29 11:07 | ngmai1 | ./public/img_mac/noimg.png
174 | Air Circuit Breaker ACB-G | LE-ACBG1 | LE-DB | PB1 | PB1 LVSB room | NW 40 H2 |  |  |  | 1404104395 | 2008 |  | 2021-07-29 11:07 | ngmai1 | ./public/img_mac/noimg.png
175 | Air Circuit Breaker ACB-G | LE-ACBG2 | LE-MC | PB1 | PB2 Generator room | NW 32H1 |  |  |  | 1404132237 | 2010 |  | 2021-07-29 11:07 | ngmai1 | ./public/img_mac/noimg.png
176 | Air Circuit Breaker ACB-G | LE-ACBG3 | LE-SB | PB2 | PB3 Generator room | 1600A, 400VAC |  |  |  |  | 2017 |  | 2021-07-29 11:07 | ngmai1 | ./public/img_mac/noimg.png
177 | Air Circuit Breaker ACB-M | LE-ACBM1 | LE-DB | PB1 | PB1 LVSB room | NW 40 H2 |  |  |  | 1404104395 | 2008 |  | 2021-07-29 11:07 | ngmai1 | ./public/img_mac/noimg.png
178 | Air Circuit Breaker ACB-M | LE-ACBM2 | LE-MC | PB1 | PB2 Generator room | NW 40H1 |  |  |  | 1404132237 | 2010 |  | 2021-07-29 11:07 | ngmai1 | ./public/img_mac/noimg.png
179 | Air Circuit Breaker ACB-M | LE-ACBM3 | LE-SB | PB2 | PB3 Generator room | 1600A, 400VAC |  |  |  |  | 2017 |  | 2021-07-29 11:07 | ngmai1 | ./public/img_mac/noimg.png
180 | Air Circuit Breaker DB 4 | LE-MSB.DB4 | LE-MC | PB2 | PB2 Generator room | MCCB-3P-400A-70KA |  |  |  |  | 2010 |  | 2021-07-29 11:07 | ngmai1 | ./public/img_mac/noimg.png
181 | Air Circuit Breaker DB.AC1 | LE-MSB.DBAC1 | LE-DB | PB1 | PB1 LVSB room | VS-PM_08_0077 |  |  |  |  | 2008 |  | 2021-07-29 11:07 | ngmai1 | ./public/img_mac/noimg.png
182 | Air Circuit BreakerDBL-ZONE 1 | LE-MSB.DBLZ1 | LE-DB | PB1 | PB1 LVSB room | VS-PM_08_0077 |  |  |  |  | 2008 |  | 2021-07-29 11:07 | ngmai1 | ./public/img_mac/noimg.png
183 | Air Con - Lab room | AC1-SA21 | AC-VR | PB2 | PB1 Lab room | TTK 536KB00GA |  |  |  | 3T1210-625091 | 2011 |  | 2021-07-29 11:07 | ngmai1 | ./public/img_mac/noimg.png
184 | Air Con- pad 2 | AC1-SA19 | AC-VR | PB2 | PB1 Pad room | RKS71GVMV(28.300 btu/h ) |  |  |  | E007473 | 2014 |  | 2021-07-29 11:07 | ngmai1 | ./public/img_mac/noimg.png
185 | Air Con- pad 3 | AC1-SA20 | AC-VR | PB2 | PB1 Pad room | RKS25GVMV( 10.200 btu/h ) |  |  |  | E008799 | 2014 |  | 2021-07-29 11:07 | ngmai1 | ./public/img_mac/noimg.png
186 | Air Con- Production office N0:01 | AC1-SA27 | AC-VR | PB3 | PB1 Production office | RZR71LVVM-FCQ71LUV1(24.000 btu/h ) |  |  |  |  | T4/2015 |  | 2021-07-29 11:07 | ngmai1 | ./public/img_mac/noimg.png
187 | Air Con- Production office N0:02 | AC1-SA28 | AC-VR | PB3 | PB1 Production office | RZR71LVVM-FCQ71LUV1(24.000 btu/h ) |  |  |  |  | T4/2015 |  | 2021-07-29 11:07 | ngmai1 | ./public/img_mac/noimg.png
188 | Air Con- Production office N0:03 | AC1-SA29 | AC-VR | PB3 | PB1 Production office | RZR71LVVM-FCQ71LUV1(24.000 btu/h ) |  |  |  |  | T4/2015 |  | 2021-07-29 11:07 | ngmai1 | ./public/img_mac/noimg.png
189 | Air Con- Production office N0:04 | AC1-SA30 | AC-WF | PB1 | PB1 Production office new | FCFC71DVM/RZFC71DVM( 24.000btu/h) |  |  |  |  | T1/2021 |  | 2021-07-29 11:07 | ngmai1 | ./public/img_mac/noimg.png
190 | Air con-Mezza n0:01 | AC1-SA10 | AC-VR | PB2 | PB1 Mezzanine | Daikin FCQ100KAVEA/RZR100MVMV |  |  |  |  | 2016 |  | 2021-07-29 11:07 | ngmai1 | ./public/img_mac/noimg.png
191 | Air con-Mezza n0:02 | AC1-SA11 | AC-VR | PB2 | PB1 Mezzanine | Daikin FCQ100KAVEA/RZR100MVMV |  |  |  |  | 2016 |  | 2021-07-29 11:07 | ngmai1 | ./public/img_mac/noimg.png
192 | Air con-Mezza n0:03 | AC1-SA12 | AC-VR | PB2 | PB1 Mezzanine | Daikin FCQ100KAVEA/RZR100MVMV |  |  |  |  | 2016 |  | 2021-07-29 11:07 | ngmai1 | ./public/img_mac/noimg.png
193 | Air con-Mezza n0:04 | AC1-SA13 | AC-VR | PB2 | PB1 Mezzanine | Daikin FCQ100KAVEA/RZR100MVMV |  |  |  | 3T0411 | 2008 |  | 2021-07-29 11:07 | ngmai1 | ./public/img_mac/noimg.png
194 | Air con-Phubai1- Clinic: 01 | AC1-SA22 | AC-VR | PB1 | PB1 Clinic | TTK048D00EA-48000BTU/H |  |  |  | 3T1107-800682 | 2008 |  | 2021-07-29 11:07 | ngmai1 | ./public/img_mac/noimg.png
195 | Air con-Phubai1- Clinic: 02 | AC1-SA23 | AC-VR | PB1 | PB1 Clinic | CS-C9NKH-8 |  |  |  |  | 2013 |  | 2021-07-29 11:07 | ngmai1 | ./public/img_mac/noimg.png
196 | Air con-Phubai1- ware house | AC1-SA24 | AC-VR | PB1 | PB1 Warehouse Office- Zone3 | Daikin FTKS71GVMV/ RKS71GVMV /h R410 |  |  |  | 2102410030020 | 2010 |  | 2021-07-29 11:07 | ngmai1 | ./public/img_mac/noimg.png
197 | Air Condition Bali room | AC2-SA5 | AC-WP | PB1 | PB2 Production office-Bali room | Daikin:FCQ71LUV1/RZR71LVVM, R410 |  |  |  |  | 2016 |  | 2021-07-29 11:07 | ngmai1 | ./public/img_mac/noimg.png
198 | Air Condition Canteen office Room | AC2-SA11 | CO-ES | PB1 | PB2 Canteen | 9000BTUH | DEMAGE |  |  |  | 2018 |  | 2021-07-29 11:07 | ngmai1 | ./public/img_mac/noimg.png
199 | Air Condition Canteen PB3 | AC3-SA13 | LE-AG | PB1 | PB3 canteen room | TTK536KB00GA |  |  |  | 3T01208-60150 | 2008 |  | 2021-07-29 11:07 | ngmai1 | ./public/img_mac/noimg.png
200 | Air Condition Canteen PB3 | AC3-SA14 | LE-AG | PB2 | PB3 canteen room | TTK536KB00GA |  |  |  | 3T01208-60150 | 2008 |  | 2021-07-29 11:07 | ngmai1 | ./public/img_mac/noimg.png
201 | Air Condition DBA Room | AC2-SA12 | CO-ES | PB2 | PB2 Canteen | YSB12BA/YSM12BA/12000BTUH | ACTIVE |  |  |  | 2010 |  | 2021-07-29 11:07 | ngmai1 | ./public/img_mac/noimg.png
202 | Air Condition FM ROOM 02 | AC2-SA10 | CO-AT | PB3 | PB2 FM Office | 24000btu/h | ACTIVE |  |  |  | 2015 |  | 2021-07-29 11:07 | ngmai1 | ./public/img_mac/noimg.png
203 | Air Condition Inovation Room | AC2-SA9 | CO-AT | PB2 | PB2 Inovation room | Daikin:FCQ71LUV1/RZR71LVVM, R410 | ACTIVE |  |  |  | 2017 |  | 2021-07-29 11:07 | ngmai1 | ./public/img_mac/noimg.png
204 | Air Condition Maker Room 01 | AC3-SA6 | CO-MM | PB2 | PB3 Maker room | Daikin RNE60MV1V/E016636 | ACTIVE |  |  |  | 2017 |  | 2021-07-29 11:07 | ngmai1 | ./public/img_mac/noimg.png
205 | Air Condition Maker Room 02 | AC3-SA7 | CO-MM | PB2 | PB3 Maker room | Daikin RNE50MV1V/E064223 | ACTIVE |  |  |  | 2017 |  | 2021-07-29 11:07 | ngmai1 | ./public/img_mac/noimg.png
206 | Air Condition Mec 2 | AC2-SA8 | CO-AT | PB1 | PB2 Mec room | Daikin:FCQ71LUV1/RZR71LVVM, R410 | ACTIVE |  |  |  | 2017 |  | 2021-07-29 11:07 | ngmai1 | ./public/img_mac/noimg.png
207 | Air Condition Mec Room | AC3-SA9 | CO-MM | PB3 | PB3 MEC room | Daikin RNQ36MY1/ E003858 | ACTIVE |  |  |  | 2017 |  | 2021-07-29 11:07 | ngmai1 | ./public/img_mac/noimg.png
208 | Air Condition Office Room 01 | AC3-SA2 | CO-MM | PB1 | PB3 Production Office | Daikin RNQ36MY1/E004204 | ACTIVE |  |  |  | 2017 |  | 2021-07-29 11:07 | ngmai1 | ./public/img_mac/noimg.png
209 | Air Condition Office Room 02 | AC3-SA3 | CO-MM | PB1 | PB3 Production Office | Daikin RNQ36MY1/E003677 | ACTIVE |  |  |  | 2017 |  | 2021-07-29 11:07 | ngmai1 | ./public/img_mac/noimg.png
210 | Air Condition Office Room 03 | AC3-SA4 | CO-MM | PB1 | PB3 Production Office | Daikin RNQ36MY1/E004085 | ACTIVE |  |  |  | 2017 |  | 2021-07-29 11:07 | ngmai1 | ./public/img_mac/noimg.png
211 | Air Condition Office Room 04 | AC3-SA5 | CO-MM | PB2 | PB3 Production Office | Daikin RNQ36MY1/E003919 | ACTIVE |  |  |  | 2017 |  | 2021-07-29 11:07 | ngmai1 | ./public/img_mac/noimg.png
212 | Air Condition Pantry office Room | AC3-SA12 | CO-WF | PB2 | PB3 Pantry office Room | Daikin FTKQ25SVMV/ E016638 | ACTIVE |  |  |  | 2014 |  | 2021-07-29 11:07 | ngmai1 | ./public/img_mac/noimg.png
213 | Air Condition Ritmo room 01 | AC2-SA6 | AC-WF | PB1 | PB2 Ritmo room | Daikin:FCQ71LUV1/RZR71LVVM, R410 |  |  |  |  | 2017 |  | 2021-07-29 11:07 | ngmai1 | ./public/img_mac/noimg.png
214 | Air Condition Ritmo room 02 | AC2-SA7 | CO-AT | PB1 | PB2 Ritmo room | Daikin:FCQ71LUV1/RZR71LVVM, R410 | ACTIVE |  |  |  | 2017 |  | 2021-07-29 11:07 | ngmai1 | ./public/img_mac/noimg.png
215 | Air Condition Warehouse 02 | AC2-SA4 | AC-WP | PB1 | PB2 Warehouse Office | Daikin:FCQ50LUV1/RZR50LUV, R410 |  |  |  |  | 2016 |  | 2021-07-29 11:07 | ngmai1 | ./public/img_mac/noimg.png
216 | Air Condition WH office Room | AC3-SA10 | CO-WF | PB1 | PB3 Warehouse Office | Daikin RNE60MV1V/ E016638 | ACTIVE |  |  |  | 2017 |  | 2021-07-29 11:07 | ngmai1 | ./public/img_mac/noimg.png
217 | Air Condition WH office Room | AC3-SA11 | CO-WF | PB2 | PB3 Warehouse Office | Daikin FTKQ25SVMV/ E016638 | ACTIVE |  |  |  | 2018 |  | 2021-07-29 11:07 | ngmai1 | ./public/img_mac/noimg.png
218 | Air-comp roompressor | CO-M03 | AC-AD | PB2 | PB1 Air-comp room | GA 90FF | demage |  |  | API 606174 | 2008-07-01 00:00:00 | 2000 | 2021-07-29 11:07 | ngmai1 | ./public/img_mac/noimg.png
219 | Air-comp roompressor | CO-M04 | AC-CT | PB1 | PB1 Air-comp room | GA 90VSD |  |  |  | API 658149 | 2012-12-01 00:00:00 |  | 2021-07-29 11:07 | ngmai1 | ./public/img_mac/noimg.png
220 | Air-comp roompressor | CO-M05 | AC-DC | PB2 | PB2 Air-comp room | GA 90VSD |  |  |  | API 658150 | 2010 |  | 2021-07-29 11:07 | ngmai1 | ./public/img_mac/noimg.png
221 | Air-comp roompressor | CO-M06 | AC-DC | PB2 | PB2 Air-comp room | GA 90VSD |  |  |  | API 656602 | 2010 | 2000 | 2021-07-29 11:07 | ngmai1 | ./public/img_mac/noimg.png
222 | Air-comp roompressor | CO-M07 | AC-DC | PB2 | PB2 Air-comp room | GA 90VSD |  |  |  | API 656601 | 2010 | 2000 | 2021-07-29 11:07 | ngmai1 | ./public/img_mac/noimg.png
223 | Air-comp roompressor | CO-M08 | AC-DC | PB2 | PB2 Air-comp room | GA 90FF |  |  |  | API 610686 | 2012 | 2000 | 2021-07-29 11:07 | ngmai1 | ./public/img_mac/noimg.png
224 | Air-comp roompressor | CO-M09 | AC-SA | PB1 | PB3 Air-comp room | GA 75VSD |  | Điều hòa |  | WUX832068 | 2017 |  | 2021-07-29 11:07 | ngmai1 | ./public/img_mac/noimg.png
225 | Air-comp roompressor | CO-M10 | AC-SA | PB1 | PB3 Air-comp room | GA 75VSD |  | Điều hòa |  | WUX832069 | 2017 |  | 2021-07-29 11:07 | ngmai1 | ./public/img_mac/noimg.png
226 | Air-comp roompressor | CO-M11 | AC-DC | PB2 | PB2 Air-comp room | GA 90FF |  |  |  | API629818 | 2019 | 2000 | 2021-07-29 11:07 | ngmai1 | ./public/img_mac/noimg.png
227 | Alarm press swicht | FA-FS |  |  | PB1 Workshop | AH-0217 |  |  |  |  | 2008 |  | 2021-07-29 11:07 | ngmai1 | ./public/img_mac/noimg.png
228 | Automatic emergency Light -Canteen | FA-EL212÷247 |  |  | PB2 Canteen | KT TTH 110LA |  |  |  |  | 2018 |  | 2021-07-29 11:07 | ngmai1 | ./public/img_mac/noimg.png
229 | Automatic emergency Light -phubai3 | FA-EL175÷211 |  |  | PB3 Inside | KT 402 |  |  |  |  | 2017 |  | 2021-07-29 11:07 | ngmai1 | ./public/img_mac/noimg.png
230 | Automatic Exit Light- Canteen | FA-EXL73÷78 |  |  | PB2 Canteen | KT 610 |  |  |  |  | 2018 |  | 2021-07-29 11:07 | ngmai1 | ./public/img_mac/noimg.png
231 | Automatic Exit Light- PB1 | FA-EXL1÷36 |  |  | PB1 Inside | KT 610 |  |  |  |  | 2018 |  | 2021-07-29 11:07 | ngmai1 | ./public/img_mac/noimg.png
232 | Automatic Exit Light- PB2 | FA-EXL37÷61 |  |  | PB2 Inside | KT 610 |  |  |  |  | 2018 |  | 2021-07-29 11:07 | ngmai1 | ./public/img_mac/noimg.png
233 | Automatic Exit Light- PB3 | FA-EXL62÷72 |  |  | PB3 Inside | KT 610 |  |  |  |  | 2017 |  | 2021-07-29 11:07 | ngmai1 | ./public/img_mac/noimg.png
234 | Battery Charger | FF-FC2 |  |  | PB2 Water treatment room | 12v-15A |  |  |  |  | 2010 |  | 2021-07-29 11:07 | ngmai1 | ./public/img_mac/noimg.png
235 | Battery Charger | FF-FC3 |  |  | PB3 Water treatment room | 12v-15A |  |  |  |  | 2017 |  | 2021-07-29 11:07 | ngmai1 | ./public/img_mac/noimg.png
236 | Battery Charger | FF-FC01 |  |  | PB1 Outside Door#3 | 12v-15A |  |  |  |  | 2018 |  | 2021-07-29 11:07 | ngmai1 | ./public/img_mac/noimg.png
237 | Battery Charger | GE-GC01 |  |  | PB1 Generator room | 12v-15A |  |  |  |  | 2012 |  | 2021-07-29 11:07 | ngmai1 | ./public/img_mac/noimg.png
238 | Battery Charger | GE-GC02 |  |  | PB2 Generator room | 12v-15A |  |  |  |  | 2012 |  | 2021-07-29 11:07 | ngmai1 | ./public/img_mac/noimg.png
239 | Battery Charger | GE-GC03 |  |  | PB1Generator room | 12v-15A |  |  |  |  | 2012 |  | 2021-07-29 11:07 | ngmai1 | ./public/img_mac/noimg.png
240 | Battery Charger | GE-GC04 |  |  | PB3 Generator room | 12v-15A |  |  |  |  | 2017 |  | 2021-07-29 11:07 | ngmai1 | ./public/img_mac/noimg.png
241 | Battery 100A | FF- BF1 |  |  | PB1 Outside Door#3 | 12v-200Ah |  |  |  |  | 2018 |  | 2021-07-29 11:07 | ngmai1 | ./public/img_mac/noimg.png
242 | Battery 100A | FF- BF2 |  |  | PB2 Water treatment room | 12v-200Ah |  |  |  |  | 2014 |  | 2021-07-29 11:07 | ngmai1 | ./public/img_mac/noimg.png
243 | Battery 100A | FF- BF3 |  |  | PB3 Water treatment room | 12v-100Ah |  |  |  |  | 2017 |  | 2021-07-29 11:07 | ngmai1 | ./public/img_mac/noimg.png
244 | Battery 100A | FF- BF4 |  |  | PB3 Water treatment room | 12v-100Ah |  |  |  |  | 2017 |  | 2021-07-29 11:07 | ngmai1 | ./public/img_mac/noimg.png
245 | Battery 200A | GE-BG1 |  |  | PB1 Generator room | 12v-200Ah |  |  |  |  | 2012 |  | 2021-07-29 11:07 | ngmai1 | ./public/img_mac/noimg.png
246 | Battery 200A | GE-BG2 |  |  | PB1 Generator room | 12v-200Ah |  |  |  |  | 2012 |  | 2021-07-29 11:07 | ngmai1 | ./public/img_mac/noimg.png
247 | Battery 200A | GE-BG3 |  |  | PB1 Generator room | 12v-200Ah |  |  |  |  | 2012 |  | 2021-07-29 11:07 | ngmai1 | ./public/img_mac/noimg.png
248 | Battery 200A | GE-BG4 |  |  | PB1 Generator room | 12v-200Ah |  |  |  |  | 2012 |  | 2021-07-29 11:07 | ngmai1 | ./public/img_mac/noimg.png
249 | Battery 200A | GE-BG5 |  |  | PB1 Generator room | 12v-200Ah |  |  |  |  | 2012 |  | 2021-07-29 11:07 | ngmai1 | ./public/img_mac/noimg.png
250 | Battery 200A | GE-BG6 |  |  | PB1 Generator room | 12v-200Ah |  |  |  |  | 2012 |  | 2021-07-29 11:07 | ngmai1 | ./public/img_mac/noimg.png
251 | Battery 200A | GE-BG7 |  |  | PB1 Generator room | 12v-200Ah |  |  |  |  | 2012 |  | 2021-07-29 11:07 | ngmai1 | ./public/img_mac/noimg.png
252 | Battery 200A | GE-BG8 |  |  | PB2 Generator room | 12v-200Ah |  |  |  |  | 2012 |  | 2021-07-29 11:07 | ngmai1 | ./public/img_mac/noimg.png
253 | Battery 200A | GE-BG9 |  |  | PB2 Generator room | 12v-200Ah |  |  |  |  | 2012 |  | 2021-07-29 11:07 | ngmai1 | ./public/img_mac/noimg.png
254 | Battery 200A | GE-BG10 |  |  | PB2 Generator room | 12v-200Ah |  |  |  |  | 2012 |  | 2021-07-29 11:07 | ngmai1 | ./public/img_mac/noimg.png
255 | Battery 200A | GE-BG11 |  |  | PB2 Generator room | 12v-200Ah |  |  |  |  | 2017 |  | 2021-07-29 11:07 | ngmai1 | ./public/img_mac/noimg.png
256 | Battery 200A | GE-BG12 |  |  | PB2 Generator room | 12v-200Ah |  |  |  |  | 2017 |  | 2021-07-29 11:07 | ngmai1 | ./public/img_mac/noimg.png
257 | Battery 200A | GE-BG13 |  |  | PB2 Generator room | 12v-200Ah | [6 empty] | 2021-07-29 11:07 | ngmai1 | ./public/img_mac/noimg.png
258 | Battery 200A | GE-BG14 |  |  | PB2 Generator room | 12v-200Ah | [6 empty] | 2021-07-29 11:07 | ngmai1 | ./public/img_mac/noimg.png
259 | Battery 200A | GE-BG15 |  |  | PB2 Generator room | 12v-200Ah | [6 empty] | 2021-07-29 11:07 | ngmai1 | ./public/img_mac/noimg.png
260 | Battery 200A | GE-BG16 |  |  | PB3 Generator room | 12v-200Ah | [6 empty] | 2021-07-29 11:07 | ngmai1 | ./public/img_mac/noimg.png
261 | Battery 200A | GE-BG17 |  |  | PB3 Generator room | 12v-200Ah | [6 empty] | 2021-07-29 11:07 | ngmai1 | ./public/img_mac/noimg.png
262 | Cameras -N0:01 | CC-CAM39 |  |  | PB2 Outside near Water tank | CV-CPW101L |  |  |  |  | 2010 |  | 2021-07-29 11:07 | ngmai1 | ./public/img_mac/noimg.png
263 | Cameras -N0:01 | CC-CAM70 |  |  | PB3 Outside Warehouse | BTN2048 |  |  |  |  | 2017 |  | 2021-07-29 11:07 | ngmai1 | ./public/img_mac/noimg.png
264 | Cameras -N0:02 | CC-CAM40 |  |  | PB2 Outside corridor Generator room | CV-CPW101L |  |  |  |  | 2010 |  | 2021-07-29 11:07 | ngmai1 | ./public/img_mac/noimg.png
265 | Cameras -N0:02 | CC-CAM71 |  |  | PB3 Door# 17 | BTN2048 |  |  |  |  | 2017 |  | 2021-07-29 11:07 | ngmai1 | ./public/img_mac/noimg.png
266 | Cameras -N0:03 | CC-CAM41 |  |  | PB2 Outside Door#6 | CV-CPW101L |  |  |  |  | 2010 |  | 2021-07-29 11:07 | ngmai1 | ./public/img_mac/noimg.png
267 | Cameras -N0:03 | CC-CAM72 |  |  | PB3 Warehouse Loading | BTN2048 |  |  |  |  | 2017 |  | 2021-07-29 11:07 | ngmai1 | ./public/img_mac/noimg.png
268 | Cameras -N0:04 | CC-CAM42 |  |  | PB2 Outside Door#7 | CV-CPW101L |  |  |  |  | 2010 |  | 2021-07-29 11:07 | ngmai1 | ./public/img_mac/noimg.png
269 | Cameras -N0:04 | CC-CAM73 |  |  | PB3 Door of packing | BTN2048 |  |  |  |  | 2017 |  | 2021-07-29 11:07 | ngmai1 | ./public/img_mac/noimg.png
270 | Cameras -N0:05 | CC-CAM43 |  |  | PB2 Outside Door#8 | CV-CPW101L |  |  |  |  | 2010 |  | 2021-07-29 11:07 | ngmai1 | ./public/img_mac/noimg.png
271 | Cameras -N0:05 | CC-CAM74 |  |  | PB3 Outside Subtation room | BTN2048 |  |  |  |  | 2017 |  | 2021-07-29 11:07 | ngmai1 | ./public/img_mac/noimg.png
272 | Cameras -N0:06 | CC-CAM44 |  |  | PB2 Outside Door#9 | CV-CPW101L |  |  |  |  | 2010 |  | 2021-07-29 11:07 | ngmai1 | ./public/img_mac/noimg.png
273 | Cameras -N0:06 | CC-CAM75 |  |  | PB3 Warehouse Loading | BTN2048 |  |  |  |  | 2017 |  | 2021-07-29 11:07 | ngmai1 | ./public/img_mac/noimg.png
274 | Cameras -N0:07 | CC-CAM45 |  |  | PB2 Outside Door#10 | CV-CPW101L |  |  |  |  | 2010 |  | 2021-07-29 11:07 | ngmai1 | ./public/img_mac/noimg.png
275 | Cameras -N0:07 | CC-CAM76 |  |  | PB3 Workshop | BTN2048 |  |  |  |  | 2017 |  | 2021-07-29 11:07 | ngmai1 | ./public/img_mac/noimg.png
276 | Cameras -N0:08 | CC-CAM46 |  |  | PB2 Outside Door#11 | CV-CPW101L |  |  |  |  | 2010 |  | 2021-07-29 11:07 | ngmai1 | ./public/img_mac/noimg.png
277 | Cameras -N0:08 | CC-CAM77 |  |  | PB3 Workshop | BTN2048 |  |  |  |  | 2017 |  | 2021-07-29 11:07 | ngmai1 | ./public/img_mac/noimg.png
278 | Cameras -N0:09 | CC-CAM47 |  |  | PB2 Outside Door#12 | CV-CPW101L |  |  |  |  | 2010 |  | 2021-07-29 11:07 | ngmai1 | ./public/img_mac/noimg.png
279 | Cameras -N0:09 | CC-CAM78 |  |  | PB3 Outside | BTN2048 |  |  |  |  | 2017 |  | 2021-07-29 11:07 | ngmai1 | ./public/img_mac/noimg.png
280 | Cameras -N0:10 | CC-CAM48 |  |  | PB2 Inside Warehouse Dock 10 | CV-CPW101L |  |  |  |  | 2010 |  | 2021-07-29 11:07 | ngmai1 | ./public/img_mac/noimg.png
281 | Cameras -N0:10 | CC-CAM79 |  |  | PB3 Door#2 | BTN2048 |  |  |  |  | 2017 |  | 2021-07-29 11:07 | ngmai1 | ./public/img_mac/noimg.png
282 | Cameras -N0:11 | CC-CAM49 |  |  | PB2 Inside Warehouse Dock 9 | CV-CPW101L |  |  |  |  | 2010 |  | 2021-07-29 11:07 | ngmai1 | ./public/img_mac/noimg.png
283 | Cameras -N0:11 | CC-CAM80 |  |  | PB3 Ouside Air-comp room | BTN2048 |  |  |  |  | 2017 |  | 2021-07-29 11:07 | ngmai1 | ./public/img_mac/noimg.png
284 | Cameras -N0:12 | CC-CAM50 |  |  | PB2 Inside Warehouse Dock 7 - 8 | CV-CPW101L |  |  |  |  | 2010 |  | 2021-07-29 11:07 | ngmai1 | ./public/img_mac/noimg.png
285 | Cameras -N0:12 | CC-CAM81 |  |  | PB3 Outside corridor oil tank | BTN2048 |  |  |  |  | 2017 |  | 2021-07-29 11:07 | ngmai1 | ./public/img_mac/noimg.png
286 | Cameras -N0:13 | CC-CAM51 |  |  | PB2 Inside Warehouse Dock 5 - 6 | CV-CPW101L |  |  |  |  | 2010 |  | 2021-07-29 11:07 | ngmai1 | ./public/img_mac/noimg.png
287 | Cameras -N0:13 | CC-CAM82 |  |  | PB3 Mec room | BTN2048 |  |  |  |  | 2019 |  | 2021-07-29 11:07 | ngmai1 | ./public/img_mac/noimg.png
288 | Cameras -N0:14 | CC-CAM52 |  |  | PB2 Inside Warehouse Dock 3 - 4 | CV-CPW101L |  |  |  |  | 2010 |  | 2021-07-29 11:07 | ngmai1 | ./public/img_mac/noimg.png
289 | Cameras -N0:14 | CC-CAM83 |  |  | PB3 Warehouse | KCE-EGITN2048CB |  |  |  |  | 2019 |  | 2021-07-29 11:07 | ngmai1 | ./public/img_mac/noimg.png
290 | Cameras -N0:15 | CC-CAM53 |  |  | PB2 Inside Warehouse Dock 1 - 2 | CV-CPW101L |  |  |  |  | 2010 |  | 2021-07-29 11:07 | ngmai1 | ./public/img_mac/noimg.png
291 | Cameras -N0:15 | CC-CAM84 |  |  | PB3 Warehouse | KCE-EGITN2048CB |  |  |  |  | 2019 |  | 2021-07-29 11:07 | ngmai1 | ./public/img_mac/noimg.png
292 | Cameras -N0:16 | CC-CAM54 |  |  | PB2 Inside Door#13 | CV-CPW101L |  |  |  |  | 2010 |  | 2021-07-29 11:07 | ngmai1 | ./public/img_mac/noimg.png
293 | Cameras -N0:16 | CC-CAM85 |  |  | PB3 Warehouse | KCE-EGITN2048CB |  |  |  |  | 2019 |  | 2021-07-29 11:07 | ngmai1 | ./public/img_mac/noimg.png
294 | Cameras -N0:17 | CC-CAM55 |  |  | PB2 Inside Door#14 | CV-CPW101L |  |  |  |  | 2010 |  | 2021-07-29 11:07 | ngmai1 | ./public/img_mac/noimg.png
295 | Cameras -N0:17 | CC-CAM86 |  |  | PB3 Warehouse | KCE-EGITN2048CB |  |  |  |  | 2019 |  | 2021-07-29 11:07 | ngmai1 | ./public/img_mac/noimg.png
296 | Cameras -N0:18 | CC-CAM56 |  |  | PB2 Inside Door#16 Production office | CV-CPW101L |  |  |  |  | 2010 |  | 2021-07-29 11:07 | ngmai1 | ./public/img_mac/noimg.png
297 | Cameras -N0:18 | CC-CAM87 |  |  | PB3 Warehouse | KCE-EGITN2048CB |  |  |  |  | 2019 |  | 2021-07-29 11:07 | ngmai1 | ./public/img_mac/noimg.png
298 | Cameras -N0:19 | CC-CAM57 |  |  | PB2 Inside Production office-Workshop | CV-CPW101L |  |  |  |  | 2010 |  | 2021-07-29 11:07 | ngmai1 | ./public/img_mac/noimg.png
299 | Cameras -N0:19 | CC-CAM88 |  |  | PB3 Warehouse | KCE-EGITN2048CB |  |  |  |  | 2019 |  | 2021-07-29 11:07 | ngmai1 | ./public/img_mac/noimg.png
300 | Cameras -N0:20 | CC-CAM58 |  |  | PB2 Inside clinic room | CV-CPW101L |  |  |  |  | 2010 |  | 2021-07-29 11:07 | ngmai1 | ./public/img_mac/noimg.png
301 | Cameras -N0:20 | CC-CAM89 |  |  | PB3 Warehouse | KCE-EGITN2048CB |  |  |  |  | 2019 |  | 2021-07-29 11:07 | ngmai1 | ./public/img_mac/noimg.png
302 | Cameras -N0:21 | CC-CAM59 |  |  | PB2 Inside Mec room | CV-CPW101L |  |  |  |  | 2010 |  | 2021-07-29 11:07 | ngmai1 | ./public/img_mac/noimg.png
303 | Cameras -N0:21 | CC-CAM90 |  |  | PB3 Warehouse | KCE-EGITN2048CB |  |  |  |  | 2019 |  | 2021-07-29 11:07 | ngmai1 | ./public/img_mac/noimg.png
304 | Cameras -N0:22 | CC-CAM60 |  |  | PB2 Inside Door of WH- Workshop | CV-CPW101L |  |  |  |  | 2010 |  | 2021-07-29 11:07 | ngmai1 | ./public/img_mac/noimg.png
305 | Cameras -N0:22 | CC-CAM91 |  |  | PB3 Warehouse | KCE-EGITN2048CB |  |  |  |  | 2019 |  | 2021-07-29 11:07 | ngmai1 | ./public/img_mac/noimg.png
306 | Cameras -N0:23 | CC-CAM61 |  |  | PB2 Outside Packing #1 | CV-CPW101L |  |  |  |  | 2010 |  | 2021-07-29 11:07 | ngmai1 | ./public/img_mac/noimg.png
307 | Cameras -N0:23 | CC-CAM92 |  |  | PB3 Warehouse | KCE-EGITN2048CB |  |  |  |  | 2019 |  | 2021-07-29 11:07 | ngmai1 | ./public/img_mac/noimg.png
308 | Cameras -N0:24 | CC-CAM62 |  |  | PB2 Outside Packing #1 | CV-CPW101L |  |  |  |  | 2010 |  | 2021-07-29 11:07 | ngmai1 | ./public/img_mac/noimg.png
309 | Cameras -N0:24 | CC-CAM93 |  |  | PB3 Warehouse | KCE-EGITN2048CB |  |  |  |  | 2019 |  | 2021-07-29 11:07 | ngmai1 | ./public/img_mac/noimg.png
310 | Cameras -N0:25 | CC-CAM63 |  |  | PB2 Outside Packing #2 | CV-CPW101L |  |  |  |  | 2010 |  | 2021-07-29 11:07 | ngmai1 | ./public/img_mac/noimg.png
311 | Cameras -N0:25 | CC-CAM94 |  |  | PB3 Warehouse | KCE-EGITN2048CB |  |  |  |  | 2019 |  | 2021-07-29 11:07 | ngmai1 | ./public/img_mac/noimg.png
312 | Cameras -N0:26 | CC-CAM64 |  |  | PB2 Outside Packing #2 | CV-CPW101L |  |  |  |  | 2010 |  | 2021-07-29 11:07 | ngmai1 | ./public/img_mac/noimg.png
313 | Cameras -N0:26 | CC-CAM95 |  |  | PB3 Workshop | KCE-EGITN2048CB |  |  |  |  | 2019 |  | 2021-07-29 11:07 | ngmai1 | ./public/img_mac/noimg.png
314 | Cameras -N0:27 | CC-CAM65 |  |  | PB2 Outside Packing #2- Gate A3 | CV-CPW101L |  |  |  |  | 2010 |  | 2021-07-29 11:07 | ngmai1 | ./public/img_mac/noimg.png
315 | Cameras -N0:27 | CC-CAM96 |  |  | PB3 Office | KCE-EGITN2048CB |  |  |  |  | 2019 |  | 2021-07-29 11:07 | ngmai1 | ./public/img_mac/noimg.png
316 | Cameras -N0:28 | CC-CAM66 |  |  | PB2 Outside Packing #2- LPG Area | CV-CPW101L |  |  |  |  | 2010 |  | 2021-07-29 11:07 | ngmai1 | ./public/img_mac/noimg.png
317 | Cameras -N0:29 | CC-CAM67 |  |  | PB2 Warehouse shipping | CV-CPW101L |  |  |  |  | 2010 |  | 2021-07-29 11:07 | ngmai1 | ./public/img_mac/noimg.png
318 | Cameras -N0:30 | CC-CAM68 |  |  | PB2 Workshop -Japan area | CV-CPW101L |  |  |  |  | 2010 |  | 2021-07-29 11:07 | ngmai1 | ./public/img_mac/noimg.png
319 | Cameras -N0:31 | CC-CAM69 |  |  | PB2 Warehouse shipping | CV-CPW101L |  |  |  |  | 2010 |  | 2021-07-29 11:07 | ngmai1 | ./public/img_mac/noimg.png
320 | Cameras -N0:33 | CC-CAM98 |  |  | PB2 Canteen | DH-IPC-HFW1431SP(WDR-120DB) |  |  |  |  | 2019 |  | 2021-07-29 11:07 | ngmai1 | ./public/img_mac/noimg.png
321 | Cameras -N0:34 | CC-CAM99 |  |  | PB2 Canteen | DH-IPC-HFW1431SP(WDR-120DB) |  |  |  |  | 2019 |  | 2021-07-29 11:07 | ngmai1 | ./public/img_mac/noimg.png
322 | Cameras -N0:35 | CC-CAM100 |  |  | PB2 Canteen | DH-IPC-HFW1431SP(WDR-120DB) |  |  |  |  | 2019 |  | 2021-07-29 11:07 | ngmai1 | ./public/img_mac/noimg.png
323 | Cameras -N0:36 | CC-CAM101 |  |  | PB2 Canteen | DH-IPC-HFW1431SP(WDR-120DB) |  |  |  |  | 2019 |  | 2021-07-29 11:07 | ngmai1 | ./public/img_mac/noimg.png
324 | Cameras -N0:37 | CC-CAM102 |  |  | PB2 Canteen | DH-IPC-HFW1431SP(WDR-120DB) |  |  |  |  | 2019 |  | 2021-07-29 11:07 | ngmai1 | ./public/img_mac/noimg.png
325 | Cameras -N0:38 | CC-CAM103 |  |  | PB2 Canteen | DH-IPC-HFW1431SP(WDR-120DB) |  |  |  |  | 2019 |  | 2021-07-29 11:07 | ngmai1 | ./public/img_mac/noimg.png
326 | Cameras -N0:39 | CC-CAM97 |  |  | PB1 Mezzenine Office in house | CV-CPW201L |  |  |  |  | 2019 |  | 2021-07-29 11:07 | ngmai1 | ./public/img_mac/noimg.png
327 | Cameras LCD Display -01 | CC-TV03 |  |  | PB2 Gate A3 | LCD 21.5 inch |  |  |  |  | 2018 |  | 2021-07-29 11:07 | ngmai1 | ./public/img_mac/noimg.png
328 | Cameras LCD Display -01 | CC-TV05 |  |  | PB3 Gate A3 | LCD 21.5 inch |  |  |  |  | 2017 |  | 2021-07-29 11:07 | ngmai1 | ./public/img_mac/noimg.png
329 | Cameras LCD Display -02 | CC-TV02 |  |  | PB1 gate A1 | LCD 21.5 inch |  |  |  |  | 2018 |  | 2021-07-29 11:07 | ngmai1 | ./public/img_mac/noimg.png
330 | Cameras LCD Display -02 | CC-TV04 |  |  | PB2 Gate A3 | LCD 21.5 inch |  |  |  |  | 2018 |  | 2021-07-29 11:07 | ngmai1 | ./public/img_mac/noimg.png
331 | Cameras LCD Display -02 | CC-TV06 |  |  | PB3 Warehouse | LCD 21.5 inch |  |  |  |  | 2019 |  | 2021-07-29 11:07 | ngmai1 | ./public/img_mac/noimg.png
332 | Cameras LCD Display -03 | CC-TV07 |  |  | PB3 IT room | LCD 14 inch |  |  |  |  | 2017 |  | 2021-07-29 11:07 | ngmai1 | ./public/img_mac/noimg.png
333 | CAPACITORS CABINET | LE-CA01 | LE-DB | PB1 | PB1 LVSB room | 25KVAR-440 |  |  |  |  | 2014 |  | 2021-07-29 11:07 | ngmai1 | ./public/img_mac/noimg.png
334 | CAPACITORS CABINET | LE-CA02 | LE-DB | PB1 | PB1 LVSB room | 25KVAR-440 |  |  |  |  | 2014 |  | 2021-07-29 11:07 | ngmai1 | ./public/img_mac/noimg.png
335 | Capacitors cabinet | LE-CA03 | LE-MC | PB1 | PB2 Generator room | LKT 25-440-DB |  |  |  |  | 2010 |  | 2021-07-29 11:07 | ngmai1 | ./public/img_mac/noimg.png
336 | Capacitors cabinet | LE-CA04 | LE-SB | PB2 | PB3 Generator room | CVS 100B 50A |  |  |  |  | 2017 |  | 2021-07-29 11:07 | ngmai1 | ./public/img_mac/noimg.png
337 | Check & Clean Trumking- Phubai2+ Ti treo toàn bộ các hệ có treo | LE-TRUM2 | [10 empty] | 2021-07-29 11:07 | ngmai1 | ./public/img_mac/noimg.png
338 | Check & Clean Trumking- Phubai3 + Ti treo toàn bộ các hệ có treo | LE-TRUM3 | [10 empty] | 2021-07-29 11:07 | ngmai1 | ./public/img_mac/noimg.png
339 | Control Panel ACu13-14 | AC2-DDC02 | AC-SA | PB3 | PB2 Canteen | VLC1188 |  |  |  |  | 2010 |  | 2021-07-29 11:07 | ngmai1 | ./public/img_mac/noimg.png
340 | Control Panel ACu15-16 | AC2-DDC03 | AC-VR | PB1 | PB2 Canteen | VLC1188 |  |  |  |  | 2010 |  | 2021-07-29 11:07 | ngmai1 | ./public/img_mac/noimg.png
341 | Control Panel ACu17-18 | AC2-DDC04 | AC-VR | PB1 | PB2 Canteen | VLC1188 |  |  |  |  | 2010 |  | 2021-07-29 11:07 | ngmai1 | ./public/img_mac/noimg.png
342 | Controler BMS | LE-BMS |  |  | PB3 Workshop | 3HM C16 |  |  |  |  | 2017 |  | 2021-07-29 11:07 | ngmai1 | ./public/img_mac/noimg.png
343 | Distribution board ACU&CDU12 | LE-DBAC12 | LE-PM | PB1 | PB2 Outside workshop | [5 empty] | 2010 |  | 2021-07-29 11:07 | ngmai1 | ./public/img_mac/noimg.png
344 | Distribution board DB AC Waste water | LE-DBWH1 | ME-GB | PB2 | PB3 Warehouse Office | Easy 9 C32A |  |  |  |  | 2019 |  | 2021-07-29 11:07 | ngmai1 | ./public/img_mac/noimg.png
345 | Distribution board DB Cutting 1 | LE-DBC1 |  |  | PB3 Workshop | CVS 100F 32A |  |  |  |  | 2017 |  | 2021-07-29 11:07 | ngmai1 | ./public/img_mac/noimg.png
346 | Distribution board DB FAN 3 | LE-DBFAN3 | LE-SB | PB2 | PB3 Workshop | EZC100F 30A |  |  |  |  | 2018 |  | 2021-07-29 11:07 | ngmai1 | ./public/img_mac/noimg.png
347 | Distribution board DB Fan Generator | LE-DBFG | loại mới | nhà máy | PB3 Generator room | IK60N 6A | trạng thái | hệ thống | mô tả mới |  | 2017 | kết thúc | 2021-07-29 11:07 | ngmai1 | ./public/img_mac/noimg.png
348 | Distribution board DB Fan Pump room | LE-DBFP | ME-TR | PB2 | PB3 Pump room | IK60N 6A |  |  |  |  | 2017 |  | 2021-07-29 11:07 | ngmai1 | ./public/img_mac/noimg.png
349 | Distribution board DB Filter Fan | LE-DBFF |  |  | PB3 Workshop | IK60N C16A |  |  |  |  | 2017 |  | 2021-07-29 11:07 | ngmai1 | ./public/img_mac/noimg.png
350 | Distribution board DB WH Office | LE-DBWH | LE-SB | PB2 | PB3 Warehouse Office | Easy 9 C32A |  |  |  |  | 2017 |  | 2021-07-29 11:07 | ngmai1 | ./public/img_mac/noimg.png
351 | Distribution board DB-COMP | LE-DBCO | LE-SB | PB2 | PB3 Air compressure room | CVS400 400A |  |  |  |  | 2017 |  | 2021-07-29 11:07 | ngmai1 | ./public/img_mac/noimg.png
352 | Distribution board DB-FAN 2 | LE-DBFAN2 | LE-SB | PB2 | PB3 Workshop | CVS 100B 100A |  |  |  |  | 2017 |  | 2021-07-29 11:07 | ngmai1 | ./public/img_mac/noimg.png
353 | Distribution board DB-GH | LE-DBMEC | LE-SB | PB2 | PB3 Mechanic Workshop | CVS100B 40A |  |  |  |  | 2017 |  | 2021-07-29 11:07 | ngmai1 | ./public/img_mac/noimg.png
354 | Distribution board DB-HVLF | LE-DBHVLF | LE-SB | PB2 | PB3 Workshop | CVS 100B 32A |  |  |  |  | 2018 |  | 2021-07-29 11:07 | ngmai1 | ./public/img_mac/noimg.png
355 | Distribution board DB-M1 | LE-DBM1 | ME-S0 | PB1 | PB3 Workshop near Production Office | [5 empty] | 2017 |  | 2021-07-29 11:07 | ngmai1 | ./public/img_mac/noimg.png
356 | Distribution board DB-M2 | LE-DBM2 | ME-S0 | PB2 | PB3 Workshop near Production Office | [5 empty] | 2017 |  | 2021-07-29 11:07 | ngmai1 | ./public/img_mac/noimg.png
357 | Distribution board DB-MC( Cutting) | LE-DBMC | LE-SB | PB2 | PB3 Workshop | NSX630N 630A |  |  |  |  | 2017 |  | 2021-07-29 11:07 | ngmai1 | ./public/img_mac/noimg.png
358 | Distribution board DUST COLLECTOR | LE-DBDUST | ME-SI | PB2 | PB3 Workshop | IK60N C40A |  |  |  |  | 2017 |  | 2021-07-29 11:07 | ngmai1 | ./public/img_mac/noimg.png
359 | Distribution board LP- TRAS | LE-DBTRAS | ME-SI | PB1 | PB3 Workshop | IK60N C25A |  |  |  |  | 2017 |  | 2021-07-29 11:07 | ngmai1 | ./public/img_mac/noimg.png
360 | Distribution board LP-OFF | LE-DBOFF | LE-SB | PB2 | PB3 Workshop | CVS 100B 100A |  |  |  |  | 2017 |  | 2021-07-29 11:07 | ngmai1 | ./public/img_mac/noimg.png
361 | Distribution board LP-QC | LE-LPQC | LE-SB | PB2 | PB3 Warehouse | IK60N C32A |  |  |  |  | 2017 |  | 2021-07-29 11:07 | ngmai1 | ./public/img_mac/noimg.png
362 | Distribution board MCC 2 Air compressor | LE-MCC2 | LE-MC | PB3 | PB2 Air comp room | MCCB-3P-400A-50KA |  |  |  |  | 2010 |  | 2021-07-29 11:07 | ngmai1 | ./public/img_mac/noimg.png
363 | Distribution board MCC 3 Fire Pump | LE-MCC3 | LE-MC | PB3 | PB2 Water treatment room | MCCB-3P-300A-70KA |  |  |  |  | 2010 |  | 2021-07-29 11:07 | ngmai1 | ./public/img_mac/noimg.png
364 | Distribution board MCC 5 - IRRIGATION PUMP | LE-MCC5 | LE-MC | PB3 | PB2 Water treatment room | MCCB-3P-40A-70KA |  |  |  |  | 2010 |  | 2021-07-29 11:07 | ngmai1 | ./public/img_mac/noimg.png
365 | Distribution board MCC 6- Air condition of Office | LE-MCC6 | LE-MC | PB3 | PB2 Workshop | MCCB-3P-150A-25KA |  |  |  |  | 2010 |  | 2021-07-29 11:07 | ngmai1 | ./public/img_mac/noimg.png
366 | Drilling machine | FM-DRI1 | [10 empty] | 2021-07-29 11:07 | ngmai1 | ./public/img_mac/noimg.png
367 | EFG 213-320 no:07 | FL-EFG07 |  |  | PB1 Warehouse | EFG-320 |  |  |  | FN: 441553 | 2011 |  | 2021-07-29 11:07 | ngmai1 | ./public/img_mac/noimg.png
368 | EFG 320 no.14 | FL-EFG14 |  |  | PB3 Warehouse | EFG-320 |  |  |  | FN: 545326 | 2017 |  | 2021-07-29 11:07 | ngmai1 | ./public/img_mac/noimg.png
369 | Elastic cutting machine | OT-CUT02 |  |  |  | 800C |  |  |  | 1 |  |  | 2021-07-29 11:07 | ngmai1 | ./public/img_mac/noimg.png
370 | Elastic Shelf | [11 empty] | 2021-07-29 11:07 | ngmai1 | ./public/img_mac/noimg.png
371 | Elastic Shelf | PR-ES18÷43 |  |  |  | Mẫu |  |  |  | 546 |  |  | 2021-07-29 11:07 | ngmai1 | ./public/img_mac/noimg.png
372 | ERE-120 no:11 | FL-ERE11 |  |  | PB1 Warehouse | ERE 120 |  |  |  | SN: 98005778 | 2014 |  | 2021-07-29 11:07 | ngmai1 | ./public/img_mac/noimg.png
373 | ERE-120 no.13 | FL-ERE13 |  |  | PB3 Warehouse | ERE 120 |  |  |  | SN: 91118115 | 2017 |  | 2021-07-29 11:07 | ngmai1 | ./public/img_mac/noimg.png
374 | ETV-116 no.1 | FL-ETV01 |  |  | PB2 Warehouse | ETV-116 |  |  |  | SN:91062691 | 2010 |  | 2021-07-29 11:07 | ngmai1 | ./public/img_mac/noimg.png
375 | ETV-116 no.2 | FL-ETV02 |  |  | PB3 Warehouse | ETV-116 |  |  |  | SN:91062618 | 2010 |  | 2021-07-29 11:07 | ngmai1 | ./public/img_mac/noimg.png
376 | Exhaut fan N0: 01 | FN-EX01 |  |  | PB1 Warehouse | [5 empty] | 2008 |  | 2021-07-29 11:07 | ngmai1 | ./public/img_mac/noimg.png
377 | Exhaut fan N0: 02 | FN-EX02 |  |  | PB1 Warehouse | [5 empty] | 2008 |  | 2021-07-29 11:07 | ngmai1 | ./public/img_mac/noimg.png
378 | Exhaut fan N0: 03 | FN-EX03 |  |  | PB1 Warehouse | [5 empty] | 2008 |  | 2021-07-29 11:07 | ngmai1 | ./public/img_mac/noimg.png
379 | Exhaut fan N0: 04 | FN-EX04 |  |  | PB2 Warehouse | [5 empty] | 2010 |  | 2021-07-29 11:07 | ngmai1 | ./public/img_mac/noimg.png
380 | Exhaut fan N0: 05 | FN-EX05 |  |  | PB2 Warehouse | [5 empty] | 2010 |  | 2021-07-29 11:07 | ngmai1 | ./public/img_mac/noimg.png
381 | Exhaut fan N0: 06 | FN-EX06 |  |  | PB2 Warehouse | [5 empty] | 2010 |  | 2021-07-29 11:07 | ngmai1 | ./public/img_mac/noimg.png
382 | Exhaut fan N0: 07 | FN-EX07 |  |  | PB2 Warehouse | [5 empty] | 2010 |  | 2021-07-29 11:07 | ngmai1 | ./public/img_mac/noimg.png
383 | Exhaut fan N0: 08 | FN-EX08 |  |  | PB2 Warehouse | [5 empty] | 2010 |  | 2021-07-29 11:07 | ngmai1 | ./public/img_mac/noimg.png
384 | Exhaut fan N0: 10 | FN-EX10 |  |  | PB1 Air compresure room | [5 empty] | 2018 |  | 2021-07-29 11:07 | ngmai1 | ./public/img_mac/noimg.png
385 | Exhaut fan N0: 100 | FN-EX100 |  |  | PB3 Roof | SHRV-1380, 1,1Kw, 44000 CMH |  |  |  |  | 2017 |  | 2021-07-29 11:07 | ngmai1 | ./public/img_mac/noimg.png
386 | Exhaut fan N0: 101 | FN-EX101 |  |  | PB3 Roof | SHRV-1380, 1,1Kw, 44000 CMH |  |  |  |  | 2017 |  | 2021-07-29 11:07 | ngmai1 | ./public/img_mac/noimg.png
387 | Exhaut fan N0: 102 | FN-EX102 |  |  | PB3 Roof | SHRV-1380, 1,1Kw, 44000 CMH |  |  |  |  | 2017 |  | 2021-07-29 11:07 | ngmai1 | ./public/img_mac/noimg.png
388 | Exhaut fan N0: 103 | FN-EX103 |  |  | PB3 Roof | SHRV-1380, 1,1Kw, 44000 CMH |  |  |  |  | 2017 |  | 2021-07-29 11:07 | ngmai1 | ./public/img_mac/noimg.png
389 | Exhaut fan N0: 104 | FN-EX104 |  |  | PB3 Roof | SHRV-1380, 1,1Kw, 44000 CMH |  |  |  |  | 2017 |  | 2021-07-29 11:07 | ngmai1 | ./public/img_mac/noimg.png
390 | Exhaut fan N0: 105 | FN-EX105 |  |  | PB3 Roof | SHRV-1380, 1,1Kw, 44000 CMH |  |  |  |  | 2017 |  | 2021-07-29 11:07 | ngmai1 | ./public/img_mac/noimg.png
391 | Exhaut fan N0: 106 | FN-EX106 |  |  | PB3 Roof | SHRV-1380, 1,1Kw, 44000 CMH |  |  |  |  | 2017 |  | 2021-07-29 11:07 | ngmai1 | ./public/img_mac/noimg.png
392 | Exhaut fan N0: 107 | FN-EX107 |  |  | PB3 Roof | SHRV-1380, 1,1Kw, 44000 CMH |  |  |  |  | 2017 |  | 2021-07-29 11:07 | ngmai1 | ./public/img_mac/noimg.png
393 | Exhaut fan N0: 108 | FN-EX108 |  |  | PB3 Roof | SHRV-1380, 1,1Kw, 44000 CMH |  |  |  |  | 2017 |  | 2021-07-29 11:07 | ngmai1 | ./public/img_mac/noimg.png
394 | Exhaut fan N0: 109 | FN-EX109 |  |  | PB3 Roof | SHRV-1380, 1,1Kw, 44000 CMH |  |  |  |  | 2017 |  | 2021-07-29 11:07 | ngmai1 | ./public/img_mac/noimg.png
395 | Exhaut fan N0: 11 | FN-EX11 |  |  | PB1 Air compresure room | [5 empty] | 2018 |  | 2021-07-29 11:07 | ngmai1 | ./public/img_mac/noimg.png
396 | Exhaut fan N0: 110 | FN-EX110 |  |  | PB3 Roof | SHRV-1380, 1,1Kw, 44000 CMH |  |  |  |  | 2017 |  | 2021-07-29 11:07 | ngmai1 | ./public/img_mac/noimg.png
397 | Exhaut fan N0: 111 | FN-EX111 |  |  | PB3 Water treatment room | VNS-A 1 4T, 0.12Kw 2600m3/h |  |  |  |  | 2017 |  | 2021-07-29 11:07 | ngmai1 | ./public/img_mac/noimg.png
398 | Exhaut fan N0: 112 | FN-EX112 |  |  | PB3 Generator room | VSS A1 5T, 0.15 Kw, 5000m3/h |  |  |  |  | 2017 |  | 2021-07-29 11:07 | ngmai1 | ./public/img_mac/noimg.png
399 | Exhaut fan N0: 113 | FN-EX113 |  |  | PB3 Production Office | Panasonic 0.055W |  |  |  |  | 2017 |  | 2021-07-29 11:07 | ngmai1 | ./public/img_mac/noimg.png
400 | Exhaut fan N0: 114 | FN-EX114 |  |  | PB3 Mec room | Panasonic 0.028W |  |  |  |  | 2017 |  | 2021-07-29 11:07 | ngmai1 | ./public/img_mac/noimg.png
401 | Exhaut fan N0: 115 | FN-EX115 |  |  | PB3 Male rest room | VSS A1 4T, 0.12 Kw, 2600m3/h |  |  |  |  | 2017 |  | 2021-07-29 11:07 | ngmai1 | ./public/img_mac/noimg.png
402 | Exhaut fan N0: 116 | FN-EX116 |  |  | PB3 Female rest room | VSS A1 4T, 0.12 Kw, 2600m3/h |  |  |  |  | 2017 |  | 2021-07-29 11:07 | ngmai1 | ./public/img_mac/noimg.png
403 | Exhaut fan N0: 117 | FN-EX117 |  |  | PB3 Marke room | Panasonic 0.028W |  |  |  |  | 2017 |  | 2021-07-29 11:07 | ngmai1 | ./public/img_mac/noimg.png
404 | Exhaut fan N0: 118 | FN-EX118 |  |  | PB3 Meeting room | Panasonic 0.028W |  |  |  |  | 2017 |  | 2021-07-29 11:07 | ngmai1 | ./public/img_mac/noimg.png
405 | Exhaut fan N0: 119 | FN-EX119 |  |  | PB3 Warehouse office | VD-20ZP4T3 |  |  |  |  | 2019 |  | 2021-07-29 11:07 | ngmai1 | ./public/img_mac/noimg.png
406 | Exhaut fan N0: 12 | FN-EX12 |  |  | PB1 Pad room | [5 empty] | 2015 |  | 2021-07-29 11:07 | ngmai1 | ./public/img_mac/noimg.png
407 | Exhaut fan N0: 120 | FN-EX120 |  |  | PB3 Warehouse office | EX-25RH5T |  |  |  |  | 2019 |  | 2021-07-29 11:07 | ngmai1 | ./public/img_mac/noimg.png
408 | Exhaut fan N0: 121 | FN-EX121 |  |  | PB3 Production office Female rest room | Panasonic 0.022W |  |  |  |  | 2017 |  | 2021-07-29 11:07 | ngmai1 | ./public/img_mac/noimg.png
409 | Exhaut fan N0: 122 | FN-EX122 |  |  | PB3 Production office male rest room | Panasonic 0.022W |  |  |  |  | 2017 |  | 2021-07-29 11:07 | ngmai1 | ./public/img_mac/noimg.png
410 | Exhaut fan N0: 123 | FN-EX123 |  |  | PB2 the wall of canteen | Panasonic 0.028W |  |  |  |  | 2016 |  | 2021-07-29 11:07 | ngmai1 | ./public/img_mac/noimg.png
411 | Exhaut fan N0: 124 | FN-EX124 |  |  | PB2 the wall of canteen | Panasonic 0.028W |  |  |  |  | 2016 |  | 2021-07-29 11:07 | ngmai1 | ./public/img_mac/noimg.png
412 | Exhaut fan N0: 125 | FN-EX125 |  |  | PB2 the wall of canteen | Panasonic 0.028W |  |  |  |  | 2016 |  | 2021-07-29 11:07 | ngmai1 | ./public/img_mac/noimg.png
413 | Exhaut fan N0: 126 | FN-EX126 |  |  | PB2 the wall of canteen | Panasonic 0.028W |  |  |  |  | 2016 |  | 2021-07-29 11:07 | ngmai1 | ./public/img_mac/noimg.png
414 | Exhaut fan N0: 127 | FN-EX127 |  |  | PB2 FM Office | Panasonic 0.028W |  |  |  |  | 2010 |  | 2021-07-29 11:07 | ngmai1 | ./public/img_mac/noimg.png
415 | Exhaut fan N0: 128 | FN-EX128 |  |  | PB3 Trast Room | FV-30AU9 |  |  |  |  | 2019 |  | 2021-07-29 11:07 | ngmai1 | ./public/img_mac/noimg.png
416 | Exhaut fan N0: 129 | FN-EX129 |  |  | PB3 Trast Room | FV-30AU9 |  |  |  |  | 2019 |  | 2021-07-29 11:07 | ngmai1 | ./public/img_mac/noimg.png
417 | Exhaut fan N0: 13 | FN-EX13 |  |  | PB1 Pad room | [5 empty] | 2015 |  | 2021-07-29 11:07 | ngmai1 | ./public/img_mac/noimg.png
418 | Exhaut fan N0: 14 | FN-EX14 |  |  | PB1 Pad room | [5 empty] | 2015 |  | 2021-07-29 11:07 | ngmai1 | ./public/img_mac/noimg.png
419 | Exhaut fan N0: 15 | FN-EX15 |  |  | PB1 Pad room | [5 empty] | 2015 |  | 2021-07-29 11:07 | ngmai1 | ./public/img_mac/noimg.png
420 | Exhaut fan N0: 16 | FN-EX16 |  |  | PB1 FM Warehouse | [5 empty] | 2012 |  | 2021-07-29 11:07 | ngmai1 | ./public/img_mac/noimg.png
421 | Exhaut fan N0: 17 | FN-EX17 |  |  | PB1 Chemical room | [5 empty] | 2012 |  | 2021-07-29 11:07 | ngmai1 | ./public/img_mac/noimg.png
422 | Exhaut fan N0: 18 | FN-EX18 |  |  | PB1Chemical waste room | [5 empty] | 2013 |  | 2021-07-29 11:07 | ngmai1 | ./public/img_mac/noimg.png
423 | Exhaut fan N0: 19 | FN-EX19 |  |  | PB1Lab room | [5 empty] | 2013 |  | 2021-07-29 11:07 | ngmai1 | ./public/img_mac/noimg.png
424 | Exhaut fan N0: 20 | FN-EX20 |  |  | PB1 Generator room | [5 empty] | 2008 |  | 2021-07-29 11:07 | ngmai1 | ./public/img_mac/noimg.png
425 | Exhaut fan N0: 22 | FN-EX21 |  |  | PB2 Generator room | [5 empty] | 2010 |  | 2021-07-29 11:07 | ngmai1 | ./public/img_mac/noimg.png
426 | Exhaut fan N0: 22 | FN-EX22 |  |  | PB2 Air compresure room | [5 empty] | 2020 |  | 2021-07-29 11:07 | ngmai1 | ./public/img_mac/noimg.png
427 | Exhaut fan N0: 23 | FN-EX23 |  |  | PB2 Water treatment room | [5 empty] | 2010 |  | 2021-07-29 11:07 | ngmai1 | ./public/img_mac/noimg.png
428 | Exhaut fan N0: 24 | FN-EX24 |  |  | PB2 Canteen | 38BE-4F |  |  |  | 12930- 1001 -A1572 | 2010 |  | 2021-07-29 11:07 | ngmai1 | ./public/img_mac/noimg.png
429 | Exhaut fan N0: 25 | FN-EX25 |  |  | PB2 Canteen | 30BE-4F |  |  |  | 12933- 1001 -A1572 | 2010 |  | 2021-07-29 11:07 | ngmai1 | ./public/img_mac/noimg.png
430 | Exhaut fan N0: 26 | FN-EX26 |  |  | PB2 Canteen | 500G.4P |  |  |  | 12926- 1001 -A1572 | 2010 |  | 2021-07-29 11:07 | ngmai1 | ./public/img_mac/noimg.png
431 | Exhaut fan N0: 27 | FN-EX27 |  |  | PB2 Canteen | 38BE-4F |  |  |  | 12933- 1001 -A1572 | 2010 |  | 2021-07-29 11:07 | ngmai1 | ./public/img_mac/noimg.png
432 | Exhaut fan N0: 28 | FN-EX28 |  |  | PB2 Canteen | 38BE-4R |  |  |  | 12932- 1001 -A1572 | 2010 |  | 2021-07-29 11:07 | ngmai1 | ./public/img_mac/noimg.png
433 | Exhaut fan N0: 29 | FN-EX29 |  |  | PB2 Canteen | 500G.4P |  |  |  | 12926- 1001 -A1572 | 2010 |  | 2021-07-29 11:07 | ngmai1 | ./public/img_mac/noimg.png
434 | Exhaut fan N0: 30 | FN-EX30 |  |  | PB2 Canteen | 30BE-4F |  |  |  | 12931- 1001 -A1572 | 2010 |  | 2021-07-29 11:07 | ngmai1 | ./public/img_mac/noimg.png
435 | Exhaut fan N0: 31 | FN-EX31 |  |  | PB2 Canteen | 30BE-4F |  |  |  | 12931- 1001 -A1573 | 2010 |  | 2021-07-29 11:07 | ngmai1 | ./public/img_mac/noimg.png
436 | Exhaut fan N0: 32 | FN-EX32 |  |  | PB2 Canteen | FV25 |  |  |  |  | 2010 |  | 2021-07-29 11:07 | ngmai1 | ./public/img_mac/noimg.png
437 | Exhaut fan N0: 33 | FN-EX33 |  |  | PB1 Inovation | FV25 |  |  |  |  | 2020 |  | 2021-07-29 11:07 | ngmai1 | ./public/img_mac/noimg.png
438 | Exhaut fan N0: 34 | FN-EX34 |  |  | PB1 Inovation | FV25 |  |  |  |  | 2021 |  | 2021-07-29 11:07 | ngmai1 | ./public/img_mac/noimg.png
439 | Exhaut fan N0: 35 | FN-EX35 |  |  | PB1 Main Office HR room | FV25 |  |  |  |  | 2008 |  | 2021-07-29 11:07 | ngmai1 | ./public/img_mac/noimg.png
440 | Exhaut fan N0: 36 | FN-EX36 |  |  | PB1 Main Office Plan Mg room | FV25 |  |  |  |  | 2008 |  | 2021-07-29 11:07 | ngmai1 | ./public/img_mac/noimg.png
441 | Exhaut fan N0: 37 | FN-EX37 |  |  | PB1 Main Office Gearsport room | FV25 |  |  |  |  | 2008 |  | 2021-07-29 11:07 | ngmai1 | ./public/img_mac/noimg.png
442 | Exhaut fan N0: 39 | FN-EX39 |  |  | PB1 Document room | FV30 |  |  |  |  | 2013 |  | 2021-07-29 11:07 | ngmai1 | ./public/img_mac/noimg.png
443 | Exhaut fan N0: 40 | FN-EX40 |  |  | PB1 Rest room 01 | APL-3-4D |  |  |  |  | 2015 |  | 2021-07-29 11:07 | ngmai1 | ./public/img_mac/noimg.png
444 | Exhaut fan N0: 41 | FN-EX41 |  |  | PB1 Rest room 02 | APL-3-4D |  |  |  |  | 2015 |  | 2021-07-29 11:07 | ngmai1 | ./public/img_mac/noimg.png
445 | Exhaut fan N0: 42 | FN-EX42 |  |  | PB1 Rest room 03 | APL-3-4D |  |  |  |  | 2015 |  | 2021-07-29 11:07 | ngmai1 | ./public/img_mac/noimg.png
446 | Exhaut fan N0: 43 | FN-EX43 |  |  | PB1 Rest room 04 | APL-3-4D |  |  |  |  | 2015 |  | 2021-07-29 11:07 | ngmai1 | ./public/img_mac/noimg.png
447 | Exhaut fan N0: 44 | FN-EX44 |  |  | PB1 Rest room 05 | APL-3-4D |  |  |  |  | 2015 |  | 2021-07-29 11:07 | ngmai1 | ./public/img_mac/noimg.png
448 | Exhaut fan N0: 45 | FN-EX45 |  |  | PB1 Rest room 06 | APL-3-4D |  |  |  |  | 2015 |  | 2021-07-29 11:07 | ngmai1 | ./public/img_mac/noimg.png
449 | Exhaut fan N0: 47 | FN-EX47 |  |  | PB2 Ritmo room | FV25 |  |  |  |  | 2016 |  | 2021-07-29 11:07 | ngmai1 | ./public/img_mac/noimg.png
450 | Exhaut fan N0: 48 | FN-EX48 |  |  | PB2 Ritmo room | FV25 |  |  |  |  | 2016 |  | 2021-07-29 11:07 | ngmai1 | ./public/img_mac/noimg.png
451 | Exhaut fan N0: 49 | FN-EX49 |  |  | PB2 Mec office room | FV25 |  |  |  |  | 2016 |  | 2021-07-29 11:07 | ngmai1 | ./public/img_mac/noimg.png
452 | Exhaut fan N0: 51 | FN-EX51 |  |  | PB2 Clinic Room | TEF-1 K160M |  |  |  |  | 2010 |  | 2021-07-29 11:07 | ngmai1 | ./public/img_mac/noimg.png
453 | Exhaut fan N0: 52 | FN-EX52 |  |  | PB2 toilet | [5 empty] | 2010 |  | 2021-07-29 11:07 | ngmai1 | ./public/img_mac/noimg.png
454 | Exhaut fan N0: 53 | FN-EX53 |  |  | PB2 toilet | [5 empty] | 2010 |  | 2021-07-29 11:07 | ngmai1 | ./public/img_mac/noimg.png
455 | Exhaut fan N0: 54 | FN-EX54 |  |  | PB2 toilet | [5 empty] | 2010 |  | 2021-07-29 11:07 | ngmai1 | ./public/img_mac/noimg.png
456 | Exhaut fan N0: 55 | FN-EX55 |  |  | PB2 toilet | [5 empty] | 2010 |  | 2021-07-29 11:07 | ngmai1 | ./public/img_mac/noimg.png
457 | Exhaut fan N0: 57 | FN-EX57 |  |  | PB2 Producttion Office Rest room | FV25 |  |  |  |  | 2010 |  | 2021-07-29 11:07 | ngmai1 | ./public/img_mac/noimg.png
458 | Exhaut fan N0: 58 | FN-EX58 |  |  | PB2 Warehouse Office room | FV25 |  |  |  |  | 2015 |  | 2021-07-29 11:07 | ngmai1 | ./public/img_mac/noimg.png
459 | Exhaut fan N0: 59 | FN-EX59 |  |  | PB3 Roof | SHRV-1380, 1,1Kw, 44000 CMH |  |  |  |  | 2017 |  | 2021-07-29 11:07 | ngmai1 | ./public/img_mac/noimg.png
460 | Exhaut fan N0: 60 | FN-EX60 |  |  | PB3 Roof | SHRV-1380, 1,1Kw, 44000 CMH |  |  |  |  | 2017 |  | 2021-07-29 11:07 | ngmai1 | ./public/img_mac/noimg.png
461 | Exhaut fan N0: 61 | FN-EX61 |  |  | PB3 Roof | SHRV-1380, 1,1Kw, 44000 CMH |  |  |  |  | 2017 |  | 2021-07-29 11:07 | ngmai1 | ./public/img_mac/noimg.png
462 | Exhaut fan N0: 62 | FN-EX62 |  |  | PB3 Roof | SHRV-1380, 1,1Kw, 44000 CMH |  |  |  |  | 2017 |  | 2021-07-29 11:07 | ngmai1 | ./public/img_mac/noimg.png
463 | Exhaut fan N0: 63 | FN-EX63 |  |  | PB3 Roof | SHRV-1380, 1,1Kw, 44000 CMH |  |  |  |  | 2017 |  | 2021-07-29 11:07 | ngmai1 | ./public/img_mac/noimg.png
464 | Exhaut fan N0: 64 | FN-EX64 |  |  | PB3 Roof | SHRV-1380, 1,1Kw, 44000 CMH |  |  |  |  | 2017 |  | 2021-07-29 11:07 | ngmai1 | ./public/img_mac/noimg.png
465 | Exhaut fan N0: 65 | FN-EX65 |  |  | PB3 Roof | SHRV-1380, 1,1Kw, 44000 CMH |  |  |  |  | 2017 |  | 2021-07-29 11:07 | ngmai1 | ./public/img_mac/noimg.png
466 | Exhaut fan N0: 66 | FN-EX66 |  |  | PB3 Roof | SHRV-1380, 1,1Kw, 44000 CMH |  |  |  |  | 2017 |  | 2021-07-29 11:07 | ngmai1 | ./public/img_mac/noimg.png
467 | Exhaut fan N0: 67 | FN-EX67 |  |  | PB3 Roof | SHRV-1380, 1,1Kw, 44000 CMH |  |  |  |  | 2017 |  | 2021-07-29 11:07 | ngmai1 | ./public/img_mac/noimg.png
468 | Exhaut fan N0: 68 | FN-EX68 |  |  | PB3 Roof | SHRV-1380, 1,1Kw, 44000 CMH |  |  |  |  | 2017 |  | 2021-07-29 11:07 | ngmai1 | ./public/img_mac/noimg.png
469 | Exhaut fan N0: 69 | FN-EX69 |  |  | PB3 Roof | SHRV-1380, 1,1Kw, 44000 CMH |  |  |  |  | 2017 |  | 2021-07-29 11:07 | ngmai1 | ./public/img_mac/noimg.png
470 | Exhaut fan N0: 70 | FN-EX70 |  |  | PB3 Roof | SHRV-1380, 1,1Kw, 44000 CMH |  |  |  |  | 2017 |  | 2021-07-29 11:07 | ngmai1 | ./public/img_mac/noimg.png
471 | Exhaut fan N0: 71 | FN-EX71 |  |  | PB3 Roof | SHRV-1380, 1,1Kw, 44000 CMH |  |  |  |  | 2017 |  | 2021-07-29 11:07 | ngmai1 | ./public/img_mac/noimg.png
472 | Exhaut fan N0: 72 | FN-EX72 |  |  | PB3 Roof | SHRV-1380, 1,1Kw, 44000 CMH |  |  |  |  | 2017 |  | 2021-07-29 11:07 | ngmai1 | ./public/img_mac/noimg.png
473 | Exhaut fan N0: 73 | FN-EX73 |  |  | PB3 Roof | SHRV-1380, 1,1Kw, 44000 CMH |  |  |  |  | 2017 |  | 2021-07-29 11:07 | ngmai1 | ./public/img_mac/noimg.png
474 | Exhaut fan N0: 74 | FN-EX74 |  |  | PB3 Roof | SHRV-1380, 1,1Kw, 44000 CMH |  |  |  |  | 2017 |  | 2021-07-29 11:07 | ngmai1 | ./public/img_mac/noimg.png
475 | Exhaut fan N0: 75 | FN-EX75 |  |  | PB3 Roof | SHRV-1380, 1,1Kw, 44000 CMH |  |  |  |  | 2017 |  | 2021-07-29 11:07 | ngmai1 | ./public/img_mac/noimg.png
476 | Exhaut fan N0: 76 | FN-EX76 |  |  | PB3 Roof | SHRV-1380, 1,1Kw, 44000 CMH |  |  |  |  | 2017 |  | 2021-07-29 11:07 | ngmai1 | ./public/img_mac/noimg.png
477 | Exhaut fan N0: 77 | FN-EX77 |  |  | PB3 Roof | SHRV-1380, 1,1Kw, 44000 CMH |  |  |  |  | 2017 |  | 2021-07-29 11:07 | ngmai1 | ./public/img_mac/noimg.png
478 | Exhaut fan N0: 78 | FN-EX78 |  |  | PB3 Roof | SHRV-1380, 1,1Kw, 44000 CMH |  |  |  |  | 2017 |  | 2021-07-29 11:07 | ngmai1 | ./public/img_mac/noimg.png
479 | Exhaut fan N0: 79 | FN-EX79 |  |  | PB3 Roof | SHRV-1380, 1,1Kw, 44000 CMH |  |  |  |  | 2017 |  | 2021-07-29 11:07 | ngmai1 | ./public/img_mac/noimg.png
480 | Exhaut fan N0: 80 | FN-EX80 |  |  | PB3 Roof | SHRV-1380, 1,1Kw, 44000 CMH |  |  |  |  | 2017 |  | 2021-07-29 11:07 | ngmai1 | ./public/img_mac/noimg.png
481 | Exhaut fan N0: 81 | FN-EX81 |  |  | PB3 Roof | SHRV-1380, 1,1Kw, 44000 CMH |  |  |  |  | 2017 |  | 2021-07-29 11:07 | ngmai1 | ./public/img_mac/noimg.png
482 | Exhaut fan N0: 82 | FN-EX82 |  |  | PB3 Roof | SHRV-1380, 1,1Kw, 44000 CMH |  |  |  |  | 2017 |  | 2021-07-29 11:07 | ngmai1 | ./public/img_mac/noimg.png
483 | Exhaut fan N0: 83 | FN-EX83 |  |  | PB3 Roof | SHRV-1380, 1,1Kw, 44000 CMH |  |  |  |  | 2017 |  | 2021-07-29 11:07 | ngmai1 | ./public/img_mac/noimg.png
484 | Exhaut fan N0: 84 | FN-EX84 |  |  | PB3 Roof | SHRV-1380, 1,1Kw, 44000 CMH |  |  |  |  | 2017 |  | 2021-07-29 11:07 | ngmai1 | ./public/img_mac/noimg.png
485 | Exhaut fan N0: 85 | FN-EX85 |  |  | PB3 Roof | SHRV-1380, 1,1Kw, 44000 CMH |  |  |  |  | 2017 |  | 2021-07-29 11:07 | ngmai1 | ./public/img_mac/noimg.png
486 | Exhaut fan N0: 86 | FN-EX86 |  |  | PB3 Roof | SHRV-1380, 1,1Kw, 44000 CMH |  |  |  |  | 2017 |  | 2021-07-29 11:07 | ngmai1 | ./public/img_mac/noimg.png
487 | Exhaut fan N0: 87 | FN-EX87 |  |  | PB3 Roof | SHRV-1380, 1,1Kw, 44000 CMH |  |  |  |  | 2017 |  | 2021-07-29 11:07 | ngmai1 | ./public/img_mac/noimg.png
488 | Exhaut fan N0: 88 | FN-EX88 |  |  | PB3 Roof | SHRV-1380, 1,1Kw, 44000 CMH |  |  |  |  | 2017 |  | 2021-07-29 11:07 | ngmai1 | ./public/img_mac/noimg.png
489 | Exhaut fan N0: 89 | FN-EX89 |  |  | PB3 Roof | SHRV-1380, 1,1Kw, 44000 CMH |  |  |  |  | 2017 |  | 2021-07-29 11:07 | ngmai1 | ./public/img_mac/noimg.png
490 | Exhaut fan N0: 90 | FN-EX90 |  |  | PB3 Roof | SHRV-1380, 1,1Kw, 44000 CMH |  |  |  |  | 2017 |  | 2021-07-29 11:07 | ngmai1 | ./public/img_mac/noimg.png
491 | Exhaut fan N0: 91 | FN-EX91 |  |  | PB3 Roof | SHRV-1380, 1,1Kw, 44000 CMH |  |  |  |  | 2017 |  | 2021-07-29 11:07 | ngmai1 | ./public/img_mac/noimg.png
492 | Exhaut fan N0: 92 | FN-EX92 |  |  | PB3 Roof | SHRV-1380, 1,1Kw, 44000 CMH |  |  |  |  | 2017 |  | 2021-07-29 11:07 | ngmai1 | ./public/img_mac/noimg.png
493 | Exhaut fan N0: 93 | FN-EX93 |  |  | PB3 Roof | SHRV-1380, 1,1Kw, 44000 CMH |  |  |  |  | 2017 |  | 2021-07-29 11:07 | ngmai1 | ./public/img_mac/noimg.png
494 | Exhaut fan N0: 94 | FN-EX94 |  |  | PB3 Roof | SHRV-1380, 1,1Kw, 44000 CMH |  |  |  |  | 2017 |  | 2021-07-29 11:07 | ngmai1 | ./public/img_mac/noimg.png
495 | Exhaut fan N0: 95 | FN-EX95 |  |  | PB3 Roof | SHRV-1380, 1,1Kw, 44000 CMH |  |  |  |  | 2017 |  | 2021-07-29 11:07 | ngmai1 | ./public/img_mac/noimg.png
496 | Exhaut fan N0: 96 | FN-EX96 |  |  | PB3 Roof | SHRV-1380, 1,1Kw, 44000 CMH |  |  |  |  | 2017 |  | 2021-07-29 11:07 | ngmai1 | ./public/img_mac/noimg.png
497 | Exhaut fan N0: 97 | FN-EX97 |  |  | PB3 Roof | SHRV-1380, 1,1Kw, 44000 CMH |  |  |  |  | 2017 |  | 2021-07-29 11:07 | ngmai1 | ./public/img_mac/noimg.png
498 | Exhaut fan N0: 98 | FN-EX98 |  |  | PB3 Roof | SHRV-1380, 1,1Kw, 44000 CMH |  |  |  |  | 2017 |  | 2021-07-29 11:07 | ngmai1 | ./public/img_mac/noimg.png
499 | Exhaut fan N0: 99 | FN-EX99 |  |  | PB3 Roof | SHRV-1380, 1,1Kw, 44000 CMH |  |  |  |  | 2017 |  | 2021-07-29 11:07 | ngmai1 | ./public/img_mac/noimg.png
500 | External piping | DS-EP1 |  |  | PB1 Outside | PVC-D350 |  |  |  |  | 2008 |  | 2021-07-29 11:07 | ngmai1 | ./public/img_mac/noimg.png
501 | External piping | DS-EP2 |  |  | PB2 Outside | PVC-D350 |  |  |  |  | 2010 |  | 2021-07-29 11:07 | ngmai1 | ./public/img_mac/noimg.png
502 | External piping | DS-EP3 |  |  | PB3 Outside | [5 empty] | 2017 |  | 2021-07-29 11:07 | ngmai1 | ./public/img_mac/noimg.png
503 | F&M Ceiling fan | FN-CF3 |  |  | PB2 FM Office | Panasonic 0.065W |  |  |  |  | 2010 |  | 2021-07-29 11:07 | ngmai1 | ./public/img_mac/noimg.png
504 | F&M Ceiling fan | FN-CF4 |  |  | PB2 FM Office | Panasonic 0.065W |  |  |  |  | 2010 |  | 2021-07-29 11:07 | ngmai1 | ./public/img_mac/noimg.png
505 | F&M Ceiling fan | FN-CF5 |  |  | PB2 FM Office | 0.045W |  |  |  |  | 2016 |  | 2021-07-29 11:07 | ngmai1 | ./public/img_mac/noimg.png
506 | Medium volttage swicht gear ( out coming) | ME-SGO2 | LE-DB | PB3 | PB2 Transformer room | QM |  |  |  | 1004060CI | 2010 |  | 2021-07-29 11:07 | ngmai1 | ./public/img_mac/noimg.png
507 | Medium volttage swicht gear ( in coming) | ME-SGI1 | LE-CA | PB1 | PB1 HVSB room | NEX 24KV WITH DRAWABLE METALCLAD SWICHT |  |  |  |  | 2008 |  | 2021-07-29 11:07 | ngmai1 | ./public/img_mac/noimg.png
508 | Medium volttage swicht gear (out coming) | ME-SGO1 | LE-CA | PB2 | PB1 HVSB room | NEX 24KV WITH DRAWABLE METALCLAD SWICHT |  |  |  |  | 2008 |  | 2021-07-29 11:07 | ngmai1 | ./public/img_mac/noimg.png
509 | Medium volttage swicht gear (out coming) | ME-SGO3 | LE-SB | PB2 | PB3 Transfosmer room | [5 empty] | 2017 |  | 2021-07-29 11:07 | ngmai1 | ./public/img_mac/noimg.png
510 | Metering GBC-B | ME- GBC-B | LE-DB | PB3 | PB2 Transformer room | E-SM6-GBCB |  |  |  | 1004039CI | 2010 |  | 2021-07-29 11:07 | ngmai1 | ./public/img_mac/noimg.png
511 | Mixer | PA-MI1 |  |  | PB1 Main office | 1LE-1M030_EU |  |  |  |  | 2008 |  | 2021-07-29 11:07 | ngmai1 | ./public/img_mac/noimg.png
512 | MSB-SUB-1 Panel | LE-MSB1 | LE-DB | PB1 | PB1 LVSB room | VS-PM_08_0077 |  |  |  |  | 2008 |  | 2021-07-29 11:07 | ngmai1 | ./public/img_mac/noimg.png
513 | MSB-SUB-2 Panel | LE-MSB2 | LE-MC | PB1 | PB2 Generator room | [5 empty] | 2010 |  | 2021-07-29 11:07 | ngmai1 | ./public/img_mac/noimg.png
514 | Oil Tank | GE-OT1 |  |  | PB1 Generator room outside | 15m3 |  |  |  |  | 2008 |  | 2021-07-29 11:07 | ngmai1 | ./public/img_mac/noimg.png
515 | Oil Tank | GE-OT3 |  |  | PB2 Generator room outside | 15m3 |  |  |  |  | 2010 |  | 2021-07-29 11:07 | ngmai1 | ./public/img_mac/noimg.png
516 | Oil Tank | GE-OT5 |  |  | PB3 Generator room outside | 5m3 |  |  |  |  | 2017 |  | 2021-07-29 11:07 | ngmai1 | ./public/img_mac/noimg.png
517 | Oil Tank daily | GE-OT2 |  |  | PB1 Generator room | 2.5m3 |  |  |  |  | 2008 |  | 2021-07-29 11:07 | ngmai1 | ./public/img_mac/noimg.png
518 | Oil Tank daily | GE-OT4 |  |  | PB2 Generator room | 2.5m3 |  |  |  |  | 2012 |  | 2021-07-29 11:07 | ngmai1 | ./public/img_mac/noimg.png
519 | Oil Tank daily | GE-OT6 |  |  | PB3 Generator room | 1.5m3 |  |  |  |  | 2017 |  | 2021-07-29 11:07 | ngmai1 | ./public/img_mac/noimg.png
520 | PB1 Water Pipe system | WS-PIPE01 |  |  | PB1 Inside | D76& PPR 90 |  |  |  |  | 2007 |  | 2021-07-29 11:07 | ngmai1 | ./public/img_mac/noimg.png
521 | RackingT | RA-17 |  |  | PB2 Warehouse | 2700x1000x5500- 2000kg |  |  |  |  | 2010 |  | 2021-07-29 11:07 | ngmai1 | ./public/img_mac/noimg.png
522 | Rain piping | DS-RP1 |  |  | PB1 Outside | PVC-D115/D250 |  |  |  |  | 2008 |  | 2021-07-29 11:07 | ngmai1 | ./public/img_mac/noimg.png
523 | Rain piping | DS-RP2 |  |  | PB2 Outside | PVC-D250 |  |  |  |  | 2010 |  | 2021-07-29 11:07 | ngmai1 | ./public/img_mac/noimg.png
524 | Rain piping | DS-RP3 |  |  | PB3 Outside | [5 empty] | 2017 |  | 2021-07-29 11:07 | ngmai1 | ./public/img_mac/noimg.png
525 | Recorder | PA-REC1 |  |  | PB1 Main office | MW1-RX-F5:Q2 |  |  |  |  | 2010 |  | 2021-07-29 11:07 | ngmai1 | ./public/img_mac/noimg.png
526 | Recorder | PA-REC2 |  |  | PB2 Production office | MW1-RX-F5:Q2 |  |  |  |  | 2010 |  | 2021-07-29 11:07 | ngmai1 | ./public/img_mac/noimg.png
527 | refrigerator | AC-RE2 |  |  |  | NR-BJ223S | [6 empty] | 2021-07-29 11:07 | ngmai1 | ./public/img_mac/noimg.png
528 | refrigerator | AC-RE4 |  |  |  | NR-B18V2 | [6 empty] | 2021-07-29 11:07 | ngmai1 | ./public/img_mac/noimg.png
529 | refrigerator | AC-RE5 |  |  |  | NR-B18V2 | [6 empty] | 2021-07-29 11:07 | ngmai1 | ./public/img_mac/noimg.png
530 | refrigerator | AC-RE6 |  |  |  | NR-B18V2 | [6 empty] | 2021-07-29 11:07 | ngmai1 | ./public/img_mac/noimg.png
531 | refrigerator | AC-RE7 | [10 empty] | 2021-07-29 11:07 | ngmai1 | ./public/img_mac/noimg.png
532 | refrigerator | AC-RE8 |  |  |  | NR-BA178 | [6 empty] | 2021-07-29 11:07 | ngmai1 | ./public/img_mac/noimg.png
533 | refrigerator | AC-RE9 |  |  |  | AQR-95AR(SS | [6 empty] | 2021-07-29 11:07 | ngmai1 | ./public/img_mac/noimg.png
534 | RO water filter | WS-WF02 |  |  | PB1 Water treatment room | Ro- UlP21-4040- áp thấp |  |  |  |  | 2009 |  | 2021-07-29 11:07 | ngmai1 | ./public/img_mac/noimg.png
535 | Split AC | AC1-SA01 | AC-VR | PB1 | PB1 Main Office-HR&FIN room | RKC71TVMV/FKC71TVMV. |  |  |  |  | 2020 |  | 2021-07-29 11:07 | ngmai1 | ./public/img_mac/noimg.png
536 | Split AC | AC1-SA02 | AC-VR | PB1 | PB1 Main Office-HR&FIN room | :TKK 524SB0EAA-24000BTU/H-910G R22 |  |  |  | 3T0203 | 2014 |  | 2021-07-29 11:07 | ngmai1 | ./public/img_mac/noimg.png
537 | Split AC | AC1-SA03 | AC-VR | PB1 | PB1 Main Office-HR&FIN room | :TKK 524SB0EAA-24000BTU/H-910G R22 |  |  |  | 3T0204 | 2014 |  | 2021-07-29 11:07 | ngmai1 | ./public/img_mac/noimg.png
538 | Split AC | AC1-SA04 | AC-VR | PB1 | PB1 Main Office-HR&FIN room | :TKK 524SB0EAA-24000BTU/H-910G R22 |  |  |  | 3T0202 | 2014 |  | 2021-07-29 11:07 | ngmai1 | ./public/img_mac/noimg.png
539 | Split AC | AC1-SA05 | AC-VR | PB1 | PB1 Main Office-corridor | :TKK 524SB0EAA-24000BTU/H-910G R22 |  |  |  |  | 2008 |  | 2021-07-29 11:07 | ngmai1 | ./public/img_mac/noimg.png
540 | Split AC | AC1-SA06 | AC-VR | PB1 | PB1 Main Office-Hanes room | RKS71GVMV(28.300 btu/h ) |  |  |  | E000254 | 2014 |  | 2021-07-29 11:07 | ngmai1 | ./public/img_mac/noimg.png
541 | Split AC | AC1-SA07 | AC-VR | PB1 | PB1 Main Office-Hanes room | RKS71GVMV(28.300 btu/h ) |  |  |  | E000260 | 2014 |  | 2021-07-29 11:07 | ngmai1 | ./public/img_mac/noimg.png
542 | Split AC | AC1-SA08 | AC-VR | PB1 | PB1 Main Office-Gear room | RKS71GVMV(28.300 btu/h ) |  |  |  | E000288 | 2014 |  | 2021-07-29 11:07 | ngmai1 | ./public/img_mac/noimg.png
543 | Split AC | AC1-SA09 | AC-VR | PB1 | PB1 Main Office-Wonderbra room | RKS71GVMV(28.300 btu/h ) |  |  |  | E000289 | 2014 |  | 2021-07-29 11:07 | ngmai1 | ./public/img_mac/noimg.png
544 | Supervisor cabinets | PR-SC18÷43 |  |  |  | Mẫu | [6 empty] | 2021-07-29 11:07 | ngmai1 | ./public/img_mac/noimg.png
545 | Trailer stand 01 | DL-TS1 |  |  | PB3 Warehouse | BBC 82KG-10 |  |  |  | BBC 10-01/2018 | 2018 |  | 2021-07-29 11:07 | ngmai1 | ./public/img_mac/noimg.png
546 | Trailer stand 02 | DL-TS2 |  |  | PB3 Warehouse | BBC 82KG-10 |  |  |  | BBC 10-02/2018 | 2018 |  | 2021-07-29 11:07 | ngmai1 | ./public/img_mac/noimg.png
547 | Trailer stand 03 | DL-TS3 |  |  | PB3 Warehouse | BBC 82KG-10 |  |  |  | BBC 10-03/2018 | 2018 |  | 2021-07-29 11:07 | ngmai1 | ./public/img_mac/noimg.png
548 | Trailer stand 04 | DL-TS4 |  |  | PB3 Warehouse | BBC 82KG-10 |  |  |  | BBC 10-04/2018 | 2018 |  | 2021-07-29 11:07 | ngmai1 | ./public/img_mac/noimg.png
549 | Trailer stand 05 | DL-TS5 |  |  | PB3 Warehouse | BBC 82KG-10 |  |  |  | BBC 10-05/2018 | 2018 |  | 2021-07-29 11:07 | ngmai1 | ./public/img_mac/noimg.png
550 | Trailer stand 06 | DL-TS6 |  |  | PB2 Warehouse | TS-2000 |  |  |  |  | 2010 |  | 2021-07-29 11:07 | ngmai1 | ./public/img_mac/noimg.png
551 | Trailer stand 07 | DL-TS7 |  |  | PB2 Warehouse | TS-2000 |  |  |  |  | 2010 |  | 2021-07-29 11:07 | ngmai1 | ./public/img_mac/noimg.png
552 | Trailer stand 08 | DL-TS8 |  |  | PB2 Warehouse | TS-2000 |  |  |  |  | 2010 |  | 2021-07-29 11:07 | ngmai1 | ./public/img_mac/noimg.png
553 | Trailer stand 09 | DL-TS9 |  |  | PB2 Warehouse | TS-2000 |  |  |  |  | 2010 |  | 2021-07-29 11:07 | ngmai1 | ./public/img_mac/noimg.png
554 | UV-light | WS-UV1 |  |  | PB1 Water treatment room | SC4/2- lamp S330RL- Ballast: BA-C2 |  |  |  | 140426667 | 2009 |  | 2021-07-29 11:07 | ngmai1 | ./public/img_mac/noimg.png
555 | UV-light | WS-UV2 |  |  | PB1 Water treatment room | SC4/2- lamp S330RL- Ballast: BA-C2 |  |  |  | 140426667 | 2009 |  | 2021-07-29 11:07 | ngmai1 | ./public/img_mac/noimg.png
556 | UV-light( Lamp, ballast, glass sleeve, sensor) | WS-UV3 |  |  | PB2 Water treatment room | S80 model S37RL-AM, S80 model 660021, S80 model QS- 37, 440-256-R |  |  |  | 110410252/ part#: 660021-R | 2010 |  | 2021-07-29 11:07 | ngmai1 | ./public/img_mac/noimg.png
557 | VRV Air Condition 01 | AC3-VRV01 | CO-MM | PB3 | PB3 Production floor | YSM 40X60/YCS054R4DXDCX, LH H, R407C &YCS060R4DXDCX, LH H, R407C | ACTIVE |  |  |  | 2019 |  | 2021-07-29 11:07 | ngmai1 | ./public/img_mac/noimg.png
558 | VRV Air Condition 02 | AC3-VRV02 | CO-MM | PB2 | PB3 Production floor | YSM 40X60/YCS054R4DXDCX, LH H, R407C &YCS060R4DXDCX, LH H, R407C | ACTIVE |  |  |  | 2019 |  | 2021-07-29 11:07 | ngmai1 | ./public/img_mac/noimg.png
559 | VRV Air Condition 03 | AC3-VRV03 | CO-SP | PB1 | PB3 Production floor | ACU-TTV600-CDURAUP600/ 625000 BTU/h-183.18kw | ACTIVE |  |  | 1M0210-00516 | 2010 |  | 2021-07-29 11:07 | ngmai1 | ./public/img_mac/noimg.png
560 | VRV Air Condition 04 | AC3-VRV04 | CO-SP | PB2 | PB3 Production floor | YSM 40X60/YCS054R4DXDCX, LH H, R407C &YCS060R4DXDCX, LH H, R407C | ACTIVE |  |  |  | 2019 |  | 2021-07-29 11:07 | ngmai1 | ./public/img_mac/noimg.png
561 | VRV Air Condition 05 | AC3-VRV05 | CO-SP | PB3 | PB3 Production floor | YSM 40X60/YCS054R4DXDCX, LH H, R407C &YCS060R4DXDCX, LH H, R407C | ACTIVE |  |  |  | 2019 |  | 2021-07-29 11:07 | ngmai1 | ./public/img_mac/noimg.png
562 | VRV Air Condition 13 | AC2-VRV13 | AC-SA | PB3 | PB2 Canteen | ACU-2xTTA075-CDU TTh-150-168000btu/h-49.24kw |  |  |  | 1M0210-00492/00499 | 2010 |  | 2021-07-29 11:07 | ngmai1 | ./public/img_mac/noimg.png
563 | VRV Air Condition 14 | AC2-VRV14 | AC-VR | PB2 | PB1 Mezzanine JMS( Playtex) | TTA 100R P00QB- SN: 3T0607-729268 |  |  |  | 3T0607-729268 | 2012 |  | 2021-07-29 11:07 | ngmai1 | ./public/img_mac/noimg.png
564 | VRV Air Condition 15 | AC1-VRV15 | AC-VR | PB2 | PB1 Mezzanine JMS | TTA 100R P00QB |  |  |  | 3T3313-800965 | 2012 |  | 2021-07-29 11:07 | ngmai1 | ./public/img_mac/noimg.png
565 | VRV Air Condition 15 | AC2-VRV15 | AC-SA | PB3 | PB2 Canteen | ACU-2xTTA075-CDU TTh-150-168000btu/h-49.24kw |  |  |  | 1M0210-00502/00500 | 2010 |  | 2021-07-29 11:07 | ngmai1 | ./public/img_mac/noimg.png
566 | VRV Air Condition 16 | AC1-VRV16 | AC-VR | PB2 | PB1 Mezzanine JMS | TTA 100R P00QB |  |  |  | 3T0313-800966 | 2012 |  | 2021-07-29 11:07 | ngmai1 | ./public/img_mac/noimg.png
567 | VRV Air Condition 16 | AC2-VRV16 | AC-SA | PB3 | PB2 Canteen | ACU-2xTTA075-CDU TTh-150-168000btu/h-49.24kw |  |  |  | 1M0210-00491/00496 | 2010 |  | 2021-07-29 11:07 | ngmai1 | ./public/img_mac/noimg.png
568 | VRV Air Condition 17 | AC2-VRV17 | AC-SA | PB3 | PB2 Canteen | ACU-2xTTA075-CDU TTh-150-168000btu/h-49.24kw |  |  |  | 1M0210-00503/00493 | 2010 |  | 2021-07-29 11:07 | ngmai1 | ./public/img_mac/noimg.png
569 | VRV Air Condition 18 | AC2-VRV18 | AC-SA | PB3 | PB2 Canteen | ACU-2xTTA075-CDU TTh-150-168000btu/h-49.24kw |  |  |  | 1M0210-00494/00504 | 2010 |  | 2021-07-29 11:07 | ngmai1 | ./public/img_mac/noimg.png
570 | VRV Air Condition 19 | AC2-VRV19 | AC-SA | PB3 | PB2 Canteen | ACU-2xTTA075-CDU TTh-150-168000btu/h-49.24kw |  |  |  | 1M0210-00490/00497 | 2010 |  | 2021-07-29 11:07 | ngmai1 | ./public/img_mac/noimg.png
571 | Water filter | WS-WF8 |  |  | PB3 Water treatment room | 4.5m3/h |  |  |  |  | 2017 |  | 2021-07-29 11:07 | ngmai1 | ./public/img_mac/noimg.png
572 | Water filter | WS-WF9 |  |  | PB3 Water treatment room | 4.5m3/h |  |  |  |  | 2017 |  | 2021-07-29 11:07 | ngmai1 | ./public/img_mac/noimg.png
573 | water Heater N0: 01 | QC-HW1 |  |  | PB1Lab room | AQUASTORESERIES |  |  |  | 51AV10025080100006 | 2011 |  | 2021-07-29 11:07 | ngmai1 | ./public/img_mac/noimg.png
574 | water Heater N0: 02 | QC-HW2 |  |  | PB1Lab room | AQUASTORESERIES |  |  |  | 51AV10025080100010 | 2011 |  | 2021-07-29 11:07 | ngmai1 | ./public/img_mac/noimg.png
575 | Water Pipe system | WS-PIPE03 |  |  | PB2 Inside | PPR |  |  |  |  | 2010 |  | 2021-07-29 11:07 | ngmai1 | ./public/img_mac/noimg.png
576 | Water Pipe system for Drink | WS-PIPE02 |  |  | PB2 Inside | PPR |  |  |  |  | 2010 |  | 2021-07-29 11:07 | ngmai1 | ./public/img_mac/noimg.png
577 | Water Tank 01 | WS-WT02 |  |  | PB2 Outside | 150m3 |  |  |  |  | 2010 |  | 2021-07-29 11:07 | ngmai1 | ./public/img_mac/noimg.png
578 | - Dryer Machine N0: 01 | QC-DR1 |  |  | PB1 Lab room | 3XWED5705SW |  |  |  |  | 2009 |  | 2021-07-29 11:07 | ngmai1 | ./public/img_mac/noimg.png
579 | - Dryer Machine N0: 02 | QC-DR2 |  |  | PB1 Lab room | 3XWED5705SW |  |  |  |  | 2010 |  | 2021-07-29 11:07 | ngmai1 | ./public/img_mac/noimg.png
580 | - Dryer Machine N0: 03 | QC-DR3 |  |  | PB1 Lab room | 3XWED5705SW |  |  |  |  | 2018 |  | 2021-07-29 11:07 | ngmai1 | ./public/img_mac/noimg.png
581 | - Dryer Machine N0: 04 | QC-DR4 |  |  | PB1 Clearning room | 3XWED5705SW |  |  |  |  | 2019 |  | 2021-07-29 11:07 | ngmai1 | ./public/img_mac/noimg.png
582 | - Dryer Machine N0: 05 | QC-DR5 |  |  | PB1Lab room | 3XWED5705SW |  |  |  |  | 2019 |  | 2021-07-29 11:07 | ngmai1 | ./public/img_mac/noimg.png
583 | - Office Ceiling light-1 | LE-LT16 |  |  | PB2 Production Office |  |  |  |  | 0.6-14w | 2010 |  | 2021-07-29 11:07 | ngmai1 | ./public/img_mac/noimg.png
584 | - Office Ceiling light-2 | LE-LT17 |  |  | PB2 Production Office | mắt cáo |  |  |  | 0 | 2010 |  | 2021-07-29 11:07 | ngmai1 | ./public/img_mac/noimg.png
585 | - Office light ( ceiling light) | LE-LT4 |  |  | PB1Production Office |  |  |  |  | 3x 14W-240V | 2015 |  | 2021-07-29 11:07 | ngmai1 | ./public/img_mac/noimg.png
586 | - Road light | LE-LT3 |  |  | PB1 Outside Street | AMBEE-LD 201-80W |  |  |  |  | 2015 |  | 2021-07-29 11:07 | ngmai1 | ./public/img_mac/noimg.png
587 | - Road light | LE-LT15 |  |  | PB2 Outside Street | AMBEE-LD 201-80W |  |  |  | 1x80W | 2010 |  | 2021-07-29 11:07 | ngmai1 | ./public/img_mac/noimg.png
588 | .Packing table | PR-PKT18÷43 |  |  | PB2 Workshop | Mẫu |  |  |  |  | 2015 |  | 2021-07-29 11:07 | ngmai1 | ./public/img_mac/noimg.png
589 | 15w wall mounted speaker | FA-CP15 |  |  | PB2 Plans 2 | SFH45-153075R-70R |  |  |  |  | 2010 |  | 2021-07-29 11:07 | ngmai1 | ./public/img_mac/noimg.png
590 | 6W Ceiling speaker | FA-CP1÷61 |  |  | PB2 Workshop | FH-45R-253R |  |  |  |  | 2010 |  | 2021-07-29 11:07 | ngmai1 | ./public/img_mac/noimg.png
591 | AC AIR DUCT SYSTEM | AC2-AD02 | AC-VR | PB1 | PB2 Canteen | [7 empty] | 2021-07-29 11:07 | ngmai1 | ./public/img_mac/noimg.png
592 | Address able Flame detector ( smoke detector ) | FA-SD147÷153 |  |  | PB2 Workshop | AIE-EA |  |  |  |  | 2010 |  | 2021-07-29 11:07 | ngmai1 | ./public/img_mac/noimg.png
593 | Addressable Heat detector | FA-HD3÷34 |  |  | PB2 Workshop | ATG-EA |  |  |  |  | 2010 |  | 2021-07-29 11:07 | ngmai1 | ./public/img_mac/noimg.png
594 | Addressable module | FA-AM |  |  | PB3 Workshop | CZM |  |  |  |  | 2017 |  | 2021-07-29 11:07 | ngmai1 | ./public/img_mac/noimg.png
595 | Addressable module | FA-AM1÷11 |  |  | PB2 Workshop | CZM |  |  |  |  | 2010 |  | 2021-07-29 11:07 | ngmai1 | ./public/img_mac/noimg.png
596 | Addressable monitor module | FA-MM1÷3 |  |  | PB2 Workshop | DIMM |  |  |  |  | 2010 |  | 2021-07-29 11:07 | ngmai1 | ./public/img_mac/noimg.png
597 | Addressable relay module | FA-RM8 |  |  | PB3 Workshop | DCP-SOM-A |  |  |  |  | 2017 |  | 2021-07-29 11:07 | ngmai1 | ./public/img_mac/noimg.png
598 | Addressable relay module | FA-RM1÷7 |  |  | PB2 Workshop | R2M |  |  |  |  | 2010 |  | 2021-07-29 11:07 | ngmai1 | ./public/img_mac/noimg.png
599 | Addressable smoke detector | FA-SD1÷146 |  |  | PB2 Workshop | ALK_V |  |  |  |  | 2010 |  | 2021-07-29 11:07 | ngmai1 | ./public/img_mac/noimg.png
600 | Addressable smoke detector | FA-SD154÷155 |  |  | PB2 Workshop | ALK_V+ASB |  |  |  |  | 2010 |  | 2021-07-29 11:07 | ngmai1 | ./public/img_mac/noimg.png
601 | Air Circuit Breaker DB 10 | LE-MSB.DB10 | LE-MC | PB2 | PB2 Generator room | MCCB-3P-400A-70KA |  |  |  |  | 2010 |  | 2021-07-29 11:40 | nhton | ./public/img_mac/LE-MSB.DB10.jpg
602 | Air Circuit Breaker DB 14 | LE-MSB.DB14 | LE-MC | PB2 | PB2 Generator room | MCCB-3P-400A-70KA |  |  |  |  | 2010 |  | 2021-07-29 11:42 | nhton | ./public/img_mac/LE-MSB.DB14.jpg
603 | Air Circuit Breaker DB 16 | LE-MSB.DB16 | LE-MC | PB2 | PB2 Generator room | MCCB-3P-400A-70KA |  |  |  |  | 2010 |  | 2021-07-29 11:47 | nhton | ./public/img_mac/noimg.png
604 | Air Circuit Breaker DB 18 | LE-MSB.DB18 | LE-MC | PB2 | PB2 Generator room | MCCB-3P-400A-70KA |  |  |  |  | 2010 |  | 2021-07-29 12:10 | nhton | ./public/img_mac/noimg.png
605 | Air Circuit Breaker DB 2 | LE-MSB.DB2 | LE-MC | PB | PB2 Generator room | MCCB-3P-400A-70KA |  |  |  |  | 2010 |  | 2021-07-29 12:11 | nhton | ./public/img_mac/noimg.png
606 | Air Circuit Breaker DB 2 | LE-MSB.DB3 | LE-MC | PB | PB2 Generator room | MCCB-3P-400A-70KA |  |  |  |  | 2010 |  | 2021-07-29 12:14 | nhton | ./public/img_mac/noimg.png
607 | Air Circuit Breaker DB 9 | LE-MSB.DB9 | LE-MC | PB2 | PB2 Generator room | MCCB-3P-400A-70KA |  | Điều hòa |  |  | 2010 |  | 2021-07-29 14:39 | nhton | ./public/img_mac/noimg.png
608 | Air Circuit Breaker MCC 4 | LE-MSB.MCC4 | LE-MC | PB1 | PB2 Generator room | MCCB-3P-40A-70KA |  |  | aaaa |  | 2010 |  | 2021-07-29 14:45 | nhton | ./public/img_mac/noimg.png
609 | Air Circuit BreakerMCC 3 | LE-MSB.MCC3 | LE-MC | PB1 | PB2 Generator room | MCCB-3P-300A-70KA |  |  |  |  | 2010 |  | 2021-07-29 11:39 | nhton | ./public/img_mac/LE-MSB.MCC3.jpg
610 | Air Con- employ corner 01 | AC1-SA15 | LE-AM | PB1 | PB3 Employ corner room new | TTK 536KDD00 |  |  |  |  | 2020 |  | 2021-07-29 11:07 | ngmai1 | ./public/img_mac/noimg.png
611 | Air Con- employ corner 02 | AC1-SA16 | LE-AM | PB2 | PB3 Employ corner room new | TTK 536KDD000GA |  |  |  |  | 2020 |  | 2021-07-29 11:07 | ngmai1 | ./public/img_mac/noimg.png
612 | Air Con- employ corner 03 | AC1-SA17 | LE-AM | PB2 | PB3 Employ corner room new | :TKK 524SB0EAA-24000BTU/H-910G R22 |  |  |  |  | 2020 |  | 2021-07-29 11:07 | ngmai1 | ./public/img_mac/noimg.png
613 | Air Con- employ corner 04 | AC1-SA18 | LE-CA | PB1 | PB3 Employ corner room new | 24000 BTU |  |  |  |  | 2020 |  | 2021-07-29 11:07 | ngmai1 | ./public/img_mac/noimg.png
614 | Air Con- Inovation 01 | AC1-SA25 | AC-VR | PB2 | PB1 Employ corner room | TTK060KD00EA |  |  |  | 3T0108-735632 | 2008 |  | 2021-07-29 11:07 | ngmai1 | ./public/img_mac/noimg.png
615 | Air Con- Inovation 02 | AC1-SA26 | AC-VR | PB3 | PB1 Employ corner room | TTK060KD00EA |  |  |  | 3T0108-735633 | 2008 |  | 2021-07-29 11:07 | ngmai1 | ./public/img_mac/noimg.png
616 | Air con-IT room N0:01 | AC1-SA14 | AC-VR | PB2 | PB1 Mezzanine IT room | FCFC100DVM/RZFC100DY1(34.000 btu/h ) |  |  |  |  | 2010 |  | 2021-07-29 11:07 | ngmai1 | ./public/img_mac/noimg.png
617 | Air Condition FM ROOM ROOM ( new) | AC2-SA2 | AC-WP | PB1 | PB2 FM Office | RKS71GVMV(28.300 btu/h ) |  |  |  |  | 2019 |  | 2021-07-29 11:07 | ngmai1 | ./public/img_mac/noimg.png
618 | Air Condition IT Room | AC3-SA1 | CO-MM | PB1 | PB3 IT room | Daikin RNE25MV1V9/E438753 | ACTIVE |  |  |  | 2017 |  | 2021-07-29 11:07 | ngmai1 | ./public/img_mac/noimg.png
619 | Air Condition Nurse Room | AC3-SA8 | CO-MM | PB2 | PB3 Maker room | Daikin RNE50MV1V/E058126 | ACTIVE |  |  |  | 2017 |  | 2021-07-29 11:07 | ngmai1 | ./public/img_mac/noimg.png
620 | Air Condition NURSE ROOM 3 | AC2-SA1 | AC-WP | PB1 | PB2 Clinic | YSE24BA-OR2 |  |  |  |  | 2010 |  | 2021-07-29 11:07 | ngmai1 | ./public/img_mac/noimg.png
621 | Air Condition ODD ROOM 2 | AC2-VRV20 | AC-WP | PB1 | PB2 ODD room | ACU-MCDP100-CDU TTA100/ 106000 BTU/h-31.07kw |  |  |  | 1M0210-00487 | 2010 |  | 2021-07-29 11:07 | ngmai1 | ./public/img_mac/noimg.png
622 | Air Condition Warehouse 01 | AC2-SA3 | AC-WP | PB1 | PB2 Warehouse Office | Daikin:FCQ50LUV1/RZR50LUV, R410 |  |  |  |  | 2016 |  | 2021-07-29 11:07 | ngmai1 | ./public/img_mac/noimg.png
623 | Air supply duct system | AC-AD01 | AC-SA | PB1 | PB1 Inside Workshop | SAF-1 - Inverter |  |  |  |  | 2008 |  | 2021-07-29 11:07 | ngmai1 | ./public/img_mac/noimg.png
624 | Air supply duct system | AC2-AD01 | AC-SA | PB3 | PB2 Inside Workshop | SAF-1 - Inverter |  |  |  |  | 2008 |  | 2021-07-29 11:07 | ngmai1 | ./public/img_mac/noimg.png
625 | Air supply pipe system | CO-SP01 | AC-DC | PB1 | PB1 Workshop Floor | [5 empty] | 2008 |  | 2021-07-29 11:07 | ngmai1 | ./public/img_mac/noimg.png
626 | Air supply pipe system | CO-SP02 | AC-SA | PB1 | PB2 Workshop Floor | [5 empty] | 2010 | 2000 | 2021-07-29 11:07 | ngmai1 | ./public/img_mac/noimg.png
627 | Air supply pipe system | CO-SP03 | AC-SA | PB1 | PB3 Workshop Floor |  |  | ok |  |  | 2017 |  | 2021-07-29 11:07 | ngmai1 | ./public/img_mac/noimg.png
628 | Air supply/exhaust fan | AC-EX02 | AC-SA | PB1 | PB1 Outside | SAF-1 - Inverter |  |  |  |  | 2008 |  | 2021-07-29 11:07 | ngmai1 | ./public/img_mac/noimg.png
629 | Air Tank | CO-AT01 | AC-CT | PB1 | PB1 Air-comp room | 2500L |  |  |  | CC2001-604 | 2012 |  | 2021-07-29 11:07 | ngmai1 | ./public/img_mac/noimg.png
630 | Air Tank | CO-AT02 | AC-CT | PB1 | PB1 Air-comp room |  |  |  |  | CC2001-603 | 2012 |  | 2021-07-29 11:07 | ngmai1 | ./public/img_mac/noimg.png
631 | Air Tank | CO-AT03 | AC-PT | PB1 | PB2 Air-comp room | 5000L |  |  |  |  | 2010 |  | 2021-07-29 11:07 | ngmai1 | ./public/img_mac/noimg.png
632 | Air Tank | CO-AT04 | AC-SA | PB1 | PB3 Air-comp room | 5000L |  | Điều hòa |  |  | 2017 |  | 2021-07-29 11:07 | ngmai1 | ./public/img_mac/noimg.png
633 | Air-comp roompressor | CO-M02 | AC-AD | PB2 | PB1 Air-comp room | GA 90VSD |  | hellooooo |  | API653049 | 2008-07-01 00:00:00 |  | 2021-07-29 11:07 | ngmai1 | ./public/img_mac/noimg.png
634 | Alarm bell | FA-BE1 |  |  | PB1 Workshop | 120B |  |  |  |  | 2008 |  | 2021-07-29 11:07 | ngmai1 | ./public/img_mac/noimg.png
635 | Amly | PA-AM1 |  |  | PB1 Production office | LBB1938/20 |  |  |  |  | 2013 |  | 2021-07-29 11:07 | ngmai1 | ./public/img_mac/noimg.png
636 | Amly | PA-AM2 |  |  | PB2 Production office | PLE-1P120-EU |  |  |  |  | 2010 |  | 2021-07-29 11:07 | ngmai1 | ./public/img_mac/noimg.png
637 | Amly | PA-AM3 |  |  | PB2 Canteen | PLE-1P120-EU |  |  |  |  | 2011 |  | 2021-07-29 11:07 | ngmai1 | ./public/img_mac/noimg.png
638 | Amly | PA-AM4 |  |  | PB3 IT-room | [7 empty] | 2021-07-29 11:07 | ngmai1 | ./public/img_mac/noimg.png
639 | Automatic emergency Light -phubai1 | FA-EL1÷84 |  |  | PB1 Inside | KT 402 |  |  |  |  | 2018 |  | 2021-07-29 11:07 | ngmai1 | ./public/img_mac/noimg.png
640 | Automatic emergency Light-phubai2 | FA-EL85÷174 |  |  | PB2 Inside | KT 402 |  |  |  |  | 2018 |  | 2021-07-29 11:07 | ngmai1 | ./public/img_mac/noimg.png
641 | Beam detector | FA-BD1÷11 |  |  | PB2 Workshop | SPB-24N |  |  |  |  | 2010 |  | 2021-07-29 11:07 | ngmai1 | ./public/img_mac/noimg.png
642 | bell | PA-SP1÷26 |  |  | PB1 Workshop-Warehouse | [5 empty] | 2008 |  | 2021-07-29 11:07 | ngmai1 | ./public/img_mac/noimg.png
643 | Break glass | FA-BG1÷23 |  |  | PB2 Workshop | DCP-AMS |  |  |  |  | 2010 |  | 2021-07-29 11:07 | ngmai1 | ./public/img_mac/noimg.png
644 | Break glass | FA-BG24÷31 |  |  | PB3 Workshop | DCP-AMS |  |  |  |  | 2017 |  | 2021-07-29 11:07 | ngmai1 | ./public/img_mac/noimg.png
645 | Cameras LCD Display -01 | CC-TV01 |  |  | PB1 gate A1 | LCD 21.5 inch |  |  |  |  | 2016 |  | 2021-07-29 11:07 | ngmai1 | ./public/img_mac/noimg.png
646 | Cameras-N0:01 | CC-CAM01 |  |  | PB1 Warehouse | PRC-406FH |  |  |  |  | 2010 |  | 2021-07-29 11:07 | ngmai1 | ./public/img_mac/noimg.png
647 | Cameras-N0:02 | CC-CAM02 |  |  | PB1 Warehouse dock shipping | PRC-406FH |  |  |  |  | 2010 |  | 2021-07-29 11:07 | ngmai1 | ./public/img_mac/noimg.png
648 | Cameras-N0:03 | CC-CAM03 |  |  | PB1 Packing | PRC-406FH |  |  |  |  | 2010 |  | 2021-07-29 11:07 | ngmai1 | ./public/img_mac/noimg.png
649 | Cameras-N0:04 | CC-CAM04 |  |  | PB1 Warehouse Dock Shipping. | PRC-406FH |  |  |  |  | 2010 |  | 2021-07-29 11:07 | ngmai1 | ./public/img_mac/noimg.png
650 | Cameras-N0:05 | CC-CAM05 |  |  | PB1 Outside door #14 | PRC-406FH |  |  |  |  | 2010 |  | 2021-07-29 11:07 | ngmai1 | ./public/img_mac/noimg.png
651 | Cameras-N0:06 | CC-CAM06 |  |  | PB1 Warehouse Dock Upload | PRC-406FH |  |  |  |  | 2010 |  | 2021-07-29 11:07 | ngmai1 | ./public/img_mac/noimg.png
652 | Cameras-N0:07 | CC-CAM07 |  |  | PB1 Production Office Door# 6 | PRC-406FH |  |  |  |  | 2010 |  | 2021-07-29 11:07 | ngmai1 | ./public/img_mac/noimg.png
653 | Cameras-N0:08 | CC-CAM08 |  |  | PB1 Warehouse dock shipping. | PRC-406FH |  |  |  |  | 2010 |  | 2021-07-29 11:07 | ngmai1 | ./public/img_mac/noimg.png
654 | Cameras-N0:09 | CC-CAM09 |  |  | PB1 clinic room door# 5 | PRC-406FH |  |  |  |  | 2010 |  | 2021-07-29 11:07 | ngmai1 | ./public/img_mac/noimg.png
655 | Cameras-N0:10 | CC-CAM10 |  |  | PB1 Gate A2 | PRC-406FH |  |  |  |  | 2010 |  | 2021-07-29 11:07 | ngmai1 | ./public/img_mac/noimg.png
656 | Cameras-N0:11 | CC-CAM11 |  |  | PB1 Water tower | PRC-406FH |  |  |  |  | 2010 |  | 2021-07-29 11:07 | ngmai1 | ./public/img_mac/noimg.png
657 | Cameras-N0:12 | CC-CAM12 |  |  | PB1 Warehouse shipping | PRC-406FH |  |  |  |  | 2010 |  | 2021-07-29 11:07 | ngmai1 | ./public/img_mac/noimg.png
658 | Cameras-N0:13 | CC-CAM13 |  |  | PB1 Inside Camera room | PRC-406FH |  |  |  |  | 2010 |  | 2021-07-29 11:07 | ngmai1 | ./public/img_mac/noimg.png
659 | Cameras-N0:14 | CC-CAM14 |  |  | PB1 Waste Warehouse | PRC-406FH |  |  |  |  | 2010 |  | 2021-07-29 11:07 | ngmai1 | ./public/img_mac/noimg.png
660 | Cameras-N0:15 | CC-CAM15 |  |  | PB1 Warehouse shipping | PRC-406FH |  |  |  |  | 2010 |  | 2021-07-29 11:07 | ngmai1 | ./public/img_mac/noimg.png
661 | Cameras-N0:16 | CC-CAM16 |  |  | PB1 Mec room | PRC-406FH |  |  |  |  | 2010 |  | 2021-07-29 11:07 | ngmai1 | ./public/img_mac/noimg.png
662 | Cameras-N0:17 | CC-CAM17 |  |  | PB1 Workshop Door#1 | PRC-406FH |  |  |  |  | 2010 |  | 2021-07-29 11:07 | ngmai1 | ./public/img_mac/noimg.png
663 | Cameras-N0:18 | CC-CAM18 |  |  | PB1 Workshop Door#2 | PRC-406FH |  |  |  |  | 2010 |  | 2021-07-29 11:07 | ngmai1 | ./public/img_mac/noimg.png
664 | Cameras-N0:19 | CC-CAM19 |  |  | PB1 Workshop Zone 1 | PRC-406FH |  |  |  |  | 2010 |  | 2021-07-29 11:07 | ngmai1 | ./public/img_mac/noimg.png
665 | Cameras-N0:20 | CC-CAM20 |  |  | PB1 Workshop Door# 16 | PRC-406FH |  |  |  |  | 2010 |  | 2021-07-29 11:07 | ngmai1 | ./public/img_mac/noimg.png
666 | Cameras-N0:21 | CC-CAM21 |  |  | PB1 Workshop Door# 15 | PRC-406FH |  |  |  |  | 2010 |  | 2021-07-29 11:07 | ngmai1 | ./public/img_mac/noimg.png
667 | Cameras-N0:22 | CC-CAM22 |  |  | PB1 Workshop Door# 14 | PRC-406FH |  |  |  |  | 2010 |  | 2021-07-29 11:07 | ngmai1 | ./public/img_mac/noimg.png
668 | Cameras-N0:23 | CC-CAM23 |  |  | PB1 Main office | PRC-406FH |  |  |  |  | 2010 |  | 2021-07-29 11:07 | ngmai1 | ./public/img_mac/noimg.png
669 | Cameras-N0:24 | CC-CAM24 |  |  | PB1 Main office | PRC-406FH |  |  |  |  | 2010 |  | 2021-07-29 11:07 | ngmai1 | ./public/img_mac/noimg.png
670 | Cameras-N0:25 | CC-CAM25 |  |  | PB1 Main office | PRC-406FH |  |  |  |  | 2010 |  | 2021-07-29 11:07 | ngmai1 | ./public/img_mac/noimg.png
671 | Cameras-N0:26 | CC-CAM26 |  |  | PB1 Main Office HR/FIN room | PRC-406FH |  |  |  |  | 2010 |  | 2021-07-29 11:07 | ngmai1 | ./public/img_mac/noimg.png
672 | Cameras-N0:27 | CC-CAM27 |  |  | PB1 Stairs outside Mezzanine | PRC-406FH |  |  |  |  | 2010 |  | 2021-07-29 11:07 | ngmai1 | ./public/img_mac/noimg.png
673 | Cameras-N0:28 | CC-CAM28 |  |  | PB1 Mezzanine IT room | PRC-406FH |  |  |  |  | 2010 |  | 2021-07-29 11:07 | ngmai1 | ./public/img_mac/noimg.png
674 | Cameras-N0:29 | CC-CAM29 |  |  | PB1 Warehouse Door# 8 | PRC-406FH |  |  |  |  | 2010 |  | 2021-07-29 11:07 | ngmai1 | ./public/img_mac/noimg.png
675 | Cameras-N0:30 | CC-CAM30 |  |  | PB1 Warehouse dock shipping | PRC-406FH |  |  |  |  | 2010 |  | 2021-07-29 11:07 | ngmai1 | ./public/img_mac/noimg.png
676 | Cameras-N0:31 | CC-CAM31 |  |  | PB1 Workshop Door#3 | CV-CPW101L |  |  |  |  | 2015 |  | 2021-07-29 11:07 | ngmai1 | ./public/img_mac/noimg.png
677 | Cameras-N0:32 | CC-CAM32 |  |  | PB1 PAD room | CV-CPW101L |  |  |  |  | 2015 |  | 2021-07-29 11:07 | ngmai1 | ./public/img_mac/noimg.png
678 | Cameras-N0:33 | CC-CAM33 |  |  | PB1 Warehouse Door#9 | CV-CPW101L |  |  |  |  | 2015 |  | 2021-07-29 11:07 | ngmai1 | ./public/img_mac/noimg.png
679 | Cameras-N0:34 | CC-CAM34 |  |  | PB1 Workshop Door#4 | CV-CPW101L |  |  |  |  | 2015 |  | 2021-07-29 11:07 | ngmai1 | ./public/img_mac/noimg.png
680 | Cameras-N0:35 | CC-CAM35 |  |  | PB1 Gate A1 | CV-CPW101L |  |  |  |  | 2015 |  | 2021-07-29 11:07 | ngmai1 | ./public/img_mac/noimg.png
681 | Cameras-N0:36 | CC-CAM36 |  |  | PB1 Gate A1 | CV-CPW101L |  |  |  |  | 2015 |  | 2021-07-29 11:07 | ngmai1 | ./public/img_mac/noimg.png
682 | Cameras-N0:37 | CC-CAM37 |  |  | PB1 Warehouse - Zone3 | CV-CPW101L |  |  |  |  | 2015 |  | 2021-07-29 11:07 | ngmai1 | ./public/img_mac/noimg.png
683 | Cameras-N0:38 | CC-CAM38 |  |  | PB1 FM Work shop-corridor | CV-CPW101L |  |  |  |  | 2015 |  | 2021-07-29 11:07 | ngmai1 | ./public/img_mac/noimg.png
684 | Canteen Ceiling fan | FN-CF6 |  |  | PB2 Canteen | X16001 |  |  |  |  | 2016 |  | 2021-07-29 11:07 | ngmai1 | ./public/img_mac/noimg.png
685 | Canteen Ceiling fan | FN-CF7 |  |  | PB2 Canteen | X16001 |  |  |  |  | 2016 |  | 2021-07-29 11:07 | ngmai1 | ./public/img_mac/noimg.png
686 | Canteen Ceiling fan | FN-CF8 |  |  | PB2 Canteen | X16001 |  |  |  |  | 2016 |  | 2021-07-29 11:07 | ngmai1 | ./public/img_mac/noimg.png
687 | Canteen Ceiling fan | FN-CF9 |  |  | PB2 Canteen | X16001 |  |  |  |  | 2016 |  | 2021-07-29 11:07 | ngmai1 | ./public/img_mac/noimg.png
688 | Canteen Ceiling fan | FN-CF10 |  |  | PB2 Canteen | X16001 |  |  |  |  | 2016 |  | 2021-07-29 11:07 | ngmai1 | ./public/img_mac/noimg.png
689 | Canteen Ceiling fan | FN-CF11 |  |  | PB2 Canteen | X16001 |  |  |  |  | 2016 |  | 2021-07-29 11:07 | ngmai1 | ./public/img_mac/noimg.png
690 | Canteen Ceiling fan | FN-CF12 |  |  | PB2 Canteen | X16001 |  |  |  |  | 2016 |  | 2021-07-29 11:07 | ngmai1 | ./public/img_mac/noimg.png
691 | Canteen Ceiling fan | FN-CF13 |  |  | PB2 Canteen | X16001 |  |  |  |  | 2016 |  | 2021-07-29 11:07 | ngmai1 | ./public/img_mac/noimg.png
692 | Canteen Ceiling fan | FN-CF14 |  |  | PB2 Canteen | X16001 |  |  |  |  | 2016 |  | 2021-07-29 11:07 | ngmai1 | ./public/img_mac/noimg.png
693 | Canteen Ceiling fan | FN-CF15 |  |  | PB2 Canteen | X16001 |  |  |  |  | 2016 |  | 2021-07-29 11:07 | ngmai1 | ./public/img_mac/noimg.png
694 | Canteen Ceiling fan | FN-CF16 |  |  | PB2 Canteen | X16001 |  |  |  |  | 2016 |  | 2021-07-29 11:07 | ngmai1 | ./public/img_mac/noimg.png
695 | Canteen Ceiling fan | FN-CF17 |  |  | PB2 Canteen | X16001 |  |  |  |  | 2016 |  | 2021-07-29 11:07 | ngmai1 | ./public/img_mac/noimg.png
696 | Canteen Ceiling fan | FN-CF18 |  |  | PB2 Canteen | X16001 |  |  |  |  | 2016 |  | 2021-07-29 11:07 | ngmai1 | ./public/img_mac/noimg.png
697 | Canteen Ceiling fan | FN-CF19 |  |  | PB2 Canteen | X16001 |  |  |  |  | 2016 |  | 2021-07-29 11:07 | ngmai1 | ./public/img_mac/noimg.png
698 | Canteen Ceiling fan | FN-CF20 |  |  | PB2 Canteen | X16001 |  |  |  |  | 2016 |  | 2021-07-29 11:07 | ngmai1 | ./public/img_mac/noimg.png
699 | Canteen Ceiling fan | FN-CF21 |  |  | PB2 Canteen | X16001 |  |  |  |  | 2016 |  | 2021-07-29 11:07 | ngmai1 | ./public/img_mac/noimg.png
700 | Canteen Ceiling fan | FN-CF22 |  |  | PB2 Canteen | X16001 |  |  |  |  | 2016 |  | 2021-07-29 11:07 | ngmai1 | ./public/img_mac/noimg.png
701 | Canteen Ceiling fan | FN-CF23 |  |  | PB2 Canteen | X16001 |  |  |  |  | 2016 |  | 2021-07-29 11:07 | ngmai1 | ./public/img_mac/noimg.png
702 | Canteen Ceiling fan | FN-CF24 |  |  | PB2 Canteen | X16001 |  |  |  |  | 2016 |  | 2021-07-29 11:07 | ngmai1 | ./public/img_mac/noimg.png
703 | Canteen Ceiling fan | FN-CF25 |  |  | PB2 Canteen | X16001 |  |  |  |  | 2016 |  | 2021-07-29 11:07 | ngmai1 | ./public/img_mac/noimg.png
704 | Canteen Ceiling fan | FN-CF26 |  |  | PB2 Canteen | X16001 |  |  |  |  | 2016 |  | 2021-07-29 11:07 | ngmai1 | ./public/img_mac/noimg.png
705 | Canteen Ceiling fan | FN-CF27 |  |  | PB2 Canteen | X16001 |  |  |  |  | 2016 |  | 2021-07-29 11:07 | ngmai1 | ./public/img_mac/noimg.png
706 | Canteen Ceiling fan | FN-CF28 |  |  | PB2 Canteen | X16001 |  |  |  |  | 2016 |  | 2021-07-29 11:07 | ngmai1 | ./public/img_mac/noimg.png
707 | Canteen Ceiling fan | FN-CF29 |  |  | PB2 Canteen | X16001 |  |  |  |  | 2016 |  | 2021-07-29 11:07 | ngmai1 | ./public/img_mac/noimg.png
708 | Canteen Ceiling fan | FN-CF30 |  |  | PB2 Canteen | X16001 |  |  |  |  | 2016 |  | 2021-07-29 11:07 | ngmai1 | ./public/img_mac/noimg.png
709 | Canteen Ceiling fan | FN-CF31 |  |  | PB2 Canteen | [5 empty] | 2018 |  | 2021-07-29 11:07 | ngmai1 | ./public/img_mac/noimg.png
710 | Canteen Ceiling fan | FN-CF32 |  |  | PB2 Canteen | [5 empty] | 2018 |  | 2021-07-29 11:07 | ngmai1 | ./public/img_mac/noimg.png
711 | CANTEEN CHAIRS | CT-CHAIR | [10 empty] | 2021-07-29 11:07 | ngmai1 | ./public/img_mac/noimg.png
712 | Canteen Light | LE-LT22 |  |  | PB2 Canteen | T5-14w/865 |  |  |  | 3x 14W-240V | 2010 |  | 2021-07-29 11:07 | ngmai1 | ./public/img_mac/noimg.png
713 | Canteen Light | LE-LT24 |  |  | PB2 Canteen | Apolo led 42A |  |  |  | 1x42W | 2017 |  | 2021-07-29 11:07 | ngmai1 | ./public/img_mac/noimg.png
714 | CANTEEN TABLES | CT-TAB | [10 empty] | 2021-07-29 11:07 | ngmai1 | ./public/img_mac/noimg.png
715 | Casing table | PR-CST1÷17 |  |  | PB1 Workshop | Mẫu |  |  |  |  | 2015 |  | 2021-07-29 11:07 | ngmai1 | ./public/img_mac/noimg.png
716 | Casing table | PR-CST18÷43 |  |  | PB2 Workshop | Mẫu |  |  |  |  | 2015 |  | 2021-07-29 11:07 | ngmai1 | ./public/img_mac/noimg.png
717 | Cation filter water | WS-WF04 |  |  | PB1 Water treatment room | Size: 1252 |  |  |  | 80820257 | 2009 |  | 2021-07-29 11:07 | ngmai1 | ./public/img_mac/noimg.png
718 | Cation filter water | WS-WF05 |  |  | PB1 Water treatment room | Size: 1252 |  |  |  | 808508211 | 2009 |  | 2021-07-29 11:07 | ngmai1 | ./public/img_mac/noimg.png
719 | Centre controller - ES6 | CO-ES601 | AC-CT | PB1 | PB1 Air-comp room | ES6 |  |  |  | 84110820008 |  |  | 2021-07-29 11:07 | ngmai1 | ./public/img_mac/noimg.png
720 | Centre controller - ES6 | CO-ES602 | AC-HW | PB1 | PB2 Air-comp room | ES6 |  |  |  | 84110820008 | 2009 |  | 2021-07-29 11:07 | ngmai1 | ./public/img_mac/noimg.png
721 | charger no:01 | FL-FC01 |  |  | PB1 Warehouse | SLT 90 |  |  |  | 28020639 | 2008 |  | 2021-07-29 11:07 | ngmai1 | ./public/img_mac/noimg.png
722 | Charger no:01 | FL-FC06 |  |  | PB2 Warehouse | SLT 100 |  |  |  |  | 2010 |  | 2021-07-29 11:07 | ngmai1 | ./public/img_mac/noimg.png
723 | Charger no:01 | FL-FC11 |  |  | PB3 Warehouse | SLT 90 |  |  |  |  | 2017 |  | 2021-07-29 11:07 | ngmai1 | ./public/img_mac/noimg.png
724 | charger no:02 | FL-FC02 |  |  | PB1 Warehouse | BPI-100 |  |  |  | 28006540 | 2008 |  | 2021-07-29 11:07 | ngmai1 | ./public/img_mac/noimg.png
725 | Charger no:02 | FL-FC07 |  |  | PB2 Warehouse | SLT 100 |  |  |  |  | 2010 |  | 2021-07-29 11:07 | ngmai1 | ./public/img_mac/noimg.png
726 | Charger no:02 | FL-FC12 |  |  | PB3 Warehouse | SLT 90 |  |  |  |  | 2017 |  | 2021-07-29 11:07 | ngmai1 | ./public/img_mac/noimg.png
727 | charger no:03 | FL-FC03 |  |  | PB1 Warehouse | SLT 120 |  |  |  |  | 2010 |  | 2021-07-29 11:07 | ngmai1 | ./public/img_mac/noimg.png
728 | Charger no:03 | FL-FC08 |  |  | PB2 Warehouse | 106TA9192 |  |  |  |  | 2014 |  | 2021-07-29 11:07 | ngmai1 | ./public/img_mac/noimg.png
729 | Charger no:03 | FL-FC13 |  |  | PB3 Warehouse | SLT 90 |  |  |  |  | 2017 |  | 2021-07-29 11:07 | ngmai1 | ./public/img_mac/noimg.png
730 | charger no:04 | FL-FC04 |  |  | PB1 Warehouse | 1WBC 24/15A/220VAC |  |  |  | 100302 | 1014 |  | 2021-07-29 11:07 | ngmai1 | ./public/img_mac/noimg.png
731 | Charger no:04 | FL-FC09 |  |  | PB2 Warehouse | BPI-100 |  |  |  |  | 2008 |  | 2021-07-29 11:07 | ngmai1 | ./public/img_mac/noimg.png
732 | Charger no:04 | FL-FC14 |  |  | PB3 Warehouse | SLT 90 |  |  |  |  | 2017 |  | 2021-07-29 11:07 | ngmai1 | ./public/img_mac/noimg.png
733 | charger no:05 | FL-FC05 |  |  | PB1 Warehouse | SLT 60 |  |  |  |  | 2010 |  | 2021-07-29 11:07 | ngmai1 | ./public/img_mac/noimg.png
734 | Charger no:05 | FL-FC10 |  |  | PB2 Warehouse | SLT 100 |  |  |  |  | 2019 |  | 2021-07-29 11:07 | ngmai1 | ./public/img_mac/noimg.png
735 | Charger no:05 | FL-FC15 |  |  | PB3 Warehouse | SLT 60 |  |  |  |  | 2017 |  | 2021-07-29 11:07 | ngmai1 | ./public/img_mac/noimg.png
736 | Charger no:06 | FL-FC16 |  |  | PB3 Warehouse | SLT 60 |  |  |  |  | 2017 |  | 2021-07-29 11:07 | ngmai1 | ./public/img_mac/noimg.png
737 | Charger no:07 | FL-FC17 |  |  | PB3 Warehouse | DZL482001-Q00 |  |  |  |  | 2019 |  | 2021-07-29 11:07 | ngmai1 | ./public/img_mac/noimg.png
738 | Charger no:08 | FL-FC18 |  |  | PB3 Warehouse | DZL482001-Q00 |  |  |  |  | 2020 |  | 2021-07-29 11:07 | ngmai1 | ./public/img_mac/noimg.png
739 | Check & Clean Trumking- Phubai1 + Ti treo toàn bộ các hệ có treo | LE-TRUM1 | [10 empty] | 2021-07-29 11:07 | ngmai1 | ./public/img_mac/noimg.png
740 | Cirl cutting machine | OT-CUT01 |  |  |  | BK-900 |  |  |  | 9024410 |  |  | 2021-07-29 11:07 | ngmai1 | ./public/img_mac/noimg.png
741 | Cock light | LE-LT23 |  |  | PB2 Canteen | T5-14w/840 |  |  |  | 4x 14W-240V | 2010 |  | 2021-07-29 11:07 | ngmai1 | ./public/img_mac/noimg.png
742 | Coffee machine | CT-COF |  |  |  | ECM3505 | [6 empty] | 2021-07-29 11:07 | ngmai1 | ./public/img_mac/noimg.png
743 | Compact light | LE-LT5 |  |  | PB1 Main Office | CPL 6W |  |  |  | 1x6W | 2015 |  | 2021-07-29 11:07 | ngmai1 | ./public/img_mac/noimg.png
744 | Container fan -N0:01 | FN-BF01 |  |  | PB1 Warehouse Shipping Dock | APL1-50 ( GL-712-4B3) |  |  |  |  | 2014 |  | 2021-07-29 11:07 | ngmai1 | ./public/img_mac/noimg.png
745 | Container fan -N0:02 | FN-BF02 |  |  | PB1 Warehouse Shipping Dock | APL1-50 ( GL-712-4B3) |  |  |  |  | 2014 |  | 2021-07-29 11:07 | ngmai1 | ./public/img_mac/noimg.png
746 | Container fan -N0:03 | FN-BF03 |  |  | PB1 Warehouse Shipping Dock | APL1-50 ( GL-712-4B3) |  |  |  |  | 2014 |  | 2021-07-29 11:07 | ngmai1 | ./public/img_mac/noimg.png
747 | Container fan -N0:04 | FN-BF04 |  |  | PB1 Warehouse Shipping Dock | APL1-50 ( GL-712-4B3) |  |  |  |  | 2014 |  | 2021-07-29 11:07 | ngmai1 | ./public/img_mac/noimg.png
748 | Container fan -N0:05 | FN-BF05 |  |  | PB2 Warehouse Shipping Dock | APL1-50 ( GL-712-4B3) |  |  |  |  | 2014 |  | 2021-07-29 11:07 | ngmai1 | ./public/img_mac/noimg.png
749 | Container fan -N0:06 | FN-BF06 |  |  | PB2 Warehouse Shipping Dock | APL1-50 ( GL-712-4B3) |  |  |  |  | 2014 |  | 2021-07-29 11:07 | ngmai1 | ./public/img_mac/noimg.png
750 | Container fan -N0:07 | FN-BF07 |  |  | PB2 Warehouse Shipping Dock | APL1-50 ( GL-712-4B3) |  |  |  |  | 2014 |  | 2021-07-29 11:07 | ngmai1 | ./public/img_mac/noimg.png
751 | Container fan -N0:08 | FN-BF08 |  |  | PB2 Warehouse Shipping Dock | APL1-50 ( GL-712-4B3) |  |  |  |  | 2014 |  | 2021-07-29 11:07 | ngmai1 | ./public/img_mac/noimg.png
752 | Container fan -N0:09 | FN-BF09 |  |  | PB3 Warehouse Dock | AXP 1 5D 0.37 5800-7000m3/h |  |  |  |  | 2017 |  | 2021-07-29 11:07 | ngmai1 | ./public/img_mac/noimg.png
753 | Container fan -N0:10 | FN-BF10 |  |  | PB3 Warehouse Dock | AXP 1 5D 0.37 5800-7000m3/h |  |  |  |  | 2017 |  | 2021-07-29 11:07 | ngmai1 | ./public/img_mac/noimg.png
754 | Container fan -N0:11 | FN-BF11 |  |  | PB3 Warehouse Dock | AXP 1 5D 0.37 5800-7000m3/h |  |  |  |  | 2017 |  | 2021-07-29 11:07 | ngmai1 | ./public/img_mac/noimg.png
755 | Container fan -N0:12 | FN-BF12 |  |  | PB3 Warehouse Dock | AXP 1 5D 0.37 5800-7000m3/h |  |  |  |  | 2017 |  | 2021-07-29 11:07 | ngmai1 | ./public/img_mac/noimg.png
756 | Container fan -N0:13 | FN-BF13 |  |  | PB3 Warehouse Dock | AXP 1 5D 0.37 5800-7000m3/h |  |  |  |  | 2017 |  | 2021-07-29 11:07 | ngmai1 | ./public/img_mac/noimg.png
757 | Control module | FA-CM1 |  |  | PB2 Workshop | FRCME-S |  |  |  |  | 2010 |  | 2021-07-29 11:07 | ngmai1 | ./public/img_mac/noimg.png
758 | Control Panel ACu19-20 | AC2-DDC05 | AC-VR | PB1 | PB2 Canteen | VLC1188 |  |  |  |  | 2010 |  | 2021-07-29 11:07 | ngmai1 | ./public/img_mac/noimg.png
759 | Conveyor | PR-CON1÷17 |  |  | PB1 Workshop | Mẫu |  |  |  |  | 2017 |  | 2021-07-29 11:07 | ngmai1 | ./public/img_mac/noimg.png
760 | Conveyor | PR-CON18÷43 |  |  | PB2 Workshop | Mẫu |  |  |  |  | 2017 |  | 2021-07-29 11:07 | ngmai1 | ./public/img_mac/noimg.png
761 | Cooling tower | AC1-CTVRV2 | AC-SA | PB2 | PB1 CDU Điều hòa 04 | FRK40, motor: Dongguan type 100-6 |  |  |  |  | 2019 |  | 2021-07-29 11:07 | ngmai1 | ./public/img_mac/noimg.png
762 | Cooling tower | AC1-CTVRV4 | AC-SA | PB2 | PB1 CDU Điều hòa 02 | FRK40, motor: Dongguan type 100-6 |  |  |  |  | 2019 |  | 2021-07-29 11:07 | ngmai1 | ./public/img_mac/noimg.png
763 | Cooling tower | AC1-CTVRV6 | AC-SA | PB2 | PB1 CDU Điều hòa 06 | FRK40, motor: Dongguan type 100-6 |  |  |  |  | 2019 |  | 2021-07-29 11:07 | ngmai1 | ./public/img_mac/noimg.png
764 | Cooling tower | AC1-CTVRV8 | AC-SA | PB2 | PB1 CDU Điều hòa 08 | FRK40, motor: Dongguan type 100-6 |  |  |  |  | 2019 |  | 2021-07-29 11:07 | ngmai1 | ./public/img_mac/noimg.png
765 | Cooling tower | AC1-CTVRV10 | AC-SA | PB2 | PB1 CDU Điều hòa 10 | FRK40, motor: Dongguan type 100-6 |  |  |  |  | 2019 |  | 2021-07-29 11:07 | ngmai1 | ./public/img_mac/noimg.png
766 | Cylone Fan | FN-CF |  |  | PB3 Outside | Vinasun |  |  |  |  | 2017 |  | 2021-07-29 11:07 | ngmai1 | ./public/img_mac/noimg.png
767 | DDC-lighting DB1-DB9 | LE-DDCL1 | LE-PM | PB1 | PB2 Workshop | [5 empty] | 2010 |  | 2021-07-29 11:07 | ngmai1 | ./public/img_mac/noimg.png
768 | DDC-lighting DB12-DB18 | LE-DDCL2 | LE-SB | PB1 | PB2 Workshop | [5 empty] | 2010 |  | 2021-07-29 11:07 | ngmai1 | ./public/img_mac/noimg.png
769 | Dishwashing machine | CT-DW01 |  |  |  | 37kw 380-400/3n |  |  |  | DWC1007337 |  |  | 2021-07-29 11:07 | ngmai1 | ./public/img_mac/noimg.png
770 | Dishwashing machine Italia | CT-DW02 |  |  |  | AX161DXEL2x14kw/Type 4915EDR.ro. |  |  |  | DWD1005303 |  |  | 2021-07-29 11:07 | ngmai1 | ./public/img_mac/noimg.png
771 | Dist cart | CT-DC1 | [10 empty] | 2021-07-29 11:07 | ngmai1 | ./public/img_mac/noimg.png
772 | Dist cart | CT-DC2 | [10 empty] | 2021-07-29 11:07 | ngmai1 | ./public/img_mac/noimg.png
773 | Distribution boar LP-1 | LE-LP1 | LE-MC | PB3 | PB2 Generator room | MCCB-3P-63A-70KA |  |  |  |  | 2010 |  | 2021-07-29 11:07 | ngmai1 | ./public/img_mac/noimg.png
774 | Distribution board MCC 1- Air conditioner WS | LE-MCC1 | LE-MC | PB3 | PB2 Workshop | MCCB-3P-1250A-50KA |  |  |  |  | 2010 |  | 2021-07-29 11:07 | ngmai1 | ./public/img_mac/noimg.png
775 | Distribution board DB AC Mezzanine | LE-DBACME | LE-DB | PB2 | PB1 Mezzanine | BD 100 |  |  |  |  | 2009 |  | 2021-07-29 11:07 | ngmai1 | ./public/img_mac/noimg.png
776 | Distribution board DB chemical storage | LE-DBCS | LE-DB | PB2 | PB1 Chemical storage | BD 63 C33 |  |  |  |  | 2013 |  | 2021-07-29 11:07 | ngmai1 | ./public/img_mac/noimg.png
777 | Distribution board DB Clearning room | LE-DBCL | LE-DB | PB2 | PB1 Clearnning room | EZC100H 75A |  |  |  |  | 2017 |  | 2021-07-29 11:07 | ngmai1 | ./public/img_mac/noimg.png
778 | Distribution board DB Clinic room | LE-DBCLN | LE-DB | PB2 | PB1 Clinic room | BD 100 |  |  |  |  | 2009 |  | 2021-07-29 11:07 | ngmai1 | ./public/img_mac/noimg.png
779 | Distribution board DB E corner | LE-DBEC | LE-DB | PB2 | PB1 Employ corrner | [7 empty] | 2021-07-29 11:07 | ngmai1 | ./public/img_mac/noimg.png
780 | Distribution board DB FM workshop | LE-DBFM | LE-DB | PB2 | PB1 FM work shop | BD 63 C32 |  |  |  |  | 2012 |  | 2021-07-29 11:07 | ngmai1 | ./public/img_mac/noimg.png
781 | Distribution board DB Generator Machine | LE-DBGM | LE-MC | PB3 | PB2 Generator room | MCCB-3P-40A-15KA | [6 empty] | 2021-07-29 11:07 | ngmai1 | ./public/img_mac/noimg.png
782 | Distribution board DB Gerber01 | LE-DBSM1 |  |  | PB3 Workshop | [5 empty] | 2017 |  | 2021-07-29 11:07 | ngmai1 | ./public/img_mac/noimg.png
783 | Distribution board DB Gerber02 | LE-DBSM2 |  |  | PB3 Workshop | [5 empty] | 2017 |  | 2021-07-29 11:07 | ngmai1 | ./public/img_mac/noimg.png
784 | Distribution board DB Gerber03 | LE-DBSM3 |  |  | PB3 Workshop | [5 empty] | 2017 |  | 2021-07-29 11:07 | ngmai1 | ./public/img_mac/noimg.png
785 | Distribution board DB Gerber04 | LE-DBSM4 |  |  | PB3 Workshop | [5 empty] | 2017 |  | 2021-07-29 11:07 | ngmai1 | ./public/img_mac/noimg.png
786 | Distribution board DB Gerber05 | LE-DBSM5 |  |  | PB3 Workshop | [5 empty] | 2017 |  | 2021-07-29 11:07 | ngmai1 | ./public/img_mac/noimg.png
787 | Distribution board DB Gerber06 | LE-DBSM6 |  |  | PB3 Workshop | [5 empty] | 2017 |  | 2021-07-29 11:07 | ngmai1 | ./public/img_mac/noimg.png
788 | Distribution board DB hydraulic lift table 01 | LE-DBHL1 |  |  | PB3 Workshop | [5 empty] | 2017 |  | 2021-07-29 11:07 | ngmai1 | ./public/img_mac/noimg.png
789 | Distribution board DB hydraulic lift table 02 | LE-DBHL2 |  |  | PB3 Workshop | [5 empty] | 2017 |  | 2021-07-29 11:07 | ngmai1 | ./public/img_mac/noimg.png
790 | Distribution board DB hydraulic lift table 03 | LE-DBHL3 |  |  | PB3 Workshop | [5 empty] | 2017 |  | 2021-07-29 11:07 | ngmai1 | ./public/img_mac/noimg.png
791 | Distribution board DB hydraulic lift table 04 | LE-DBHL4 |  |  | PB3 Workshop | [5 empty] | 2017 |  | 2021-07-29 11:07 | ngmai1 | ./public/img_mac/noimg.png
792 | Distribution board DB hydraulic lift table 05 | LE-DBHL5 |  |  | PB3 Workshop | [5 empty] | 2017 |  | 2021-07-29 11:07 | ngmai1 | ./public/img_mac/noimg.png
793 | Distribution board DB hydraulic lift table 06 | LE-DBHL6 |  |  | PB3 Workshop | [5 empty] | 2017 |  | 2021-07-29 11:07 | ngmai1 | ./public/img_mac/noimg.png
794 | Distribution board DB hydraulic lift table 07 | LE-DBHL7 |  |  | PB3 Workshop | [5 empty] | 2017 |  | 2021-07-29 11:07 | ngmai1 | ./public/img_mac/noimg.png
795 | Distribution board DB hydraulic lift table 08 | LE-DBHL8 |  |  | PB3 Workshop | [5 empty] | 2017 |  | 2021-07-29 11:07 | ngmai1 | ./public/img_mac/noimg.png
796 | Distribution board DB hydraulic lift table 09 | LE-DBHL9 |  |  | PB3 Workshop | [5 empty] | 2017 |  | 2021-07-29 11:07 | ngmai1 | ./public/img_mac/noimg.png
797 | Distribution board DB hydraulic lift table 10 | LE-DBHL10 |  |  | PB3 Workshop | [5 empty] | 2017 |  | 2021-07-29 11:07 | ngmai1 | ./public/img_mac/noimg.png
798 | Distribution board DB hydraulic lift table 11 | LE-DBHL11 |  |  | PB3 Workshop | [5 empty] | 2017 |  | 2021-07-29 11:07 | ngmai1 | ./public/img_mac/noimg.png
799 | Distribution board DB hydraulic lift table 12 | LE-DBHL12 |  |  | PB3 Workshop | [5 empty] | 2017 |  | 2021-07-29 11:07 | ngmai1 | ./public/img_mac/noimg.png
800 | Distribution board DB hydraulic lift table 13 | LE-DBHL13 |  |  | PB3 Workshop | [5 empty] | 2017 |  | 2021-07-29 11:07 | ngmai1 | ./public/img_mac/noimg.png
801 | Distribution board DB hydraulic lift table 14 | LE-DBHL14 |  |  | PB3 Workshop | [5 empty] | 2017 |  | 2021-07-29 11:07 | ngmai1 | ./public/img_mac/noimg.png
802 | Distribution board DB hydraulic lift table 15 | LE-DBHL15 |  |  | PB3 Workshop | [5 empty] | 2017 |  | 2021-07-29 11:07 | ngmai1 | ./public/img_mac/noimg.png
803 | Distribution board DB hydraulic lift table 16 | LE-DBHL16 |  |  | PB3 Workshop | [5 empty] | 2017 |  | 2021-07-29 11:07 | ngmai1 | ./public/img_mac/noimg.png
804 | Distribution board DB hydraulic lift table 17 | LE-DBHL17 |  |  | PB3 Workshop | [5 empty] | 2017 |  | 2021-07-29 11:07 | ngmai1 | ./public/img_mac/noimg.png
805 | Distribution board DB hydraulic lift table 18 | LE-DBHL18 |  |  | PB3 Workshop | [5 empty] | 2017 |  | 2021-07-29 11:07 | ngmai1 | ./public/img_mac/noimg.png
806 | Distribution board DB hydraulic lift table 19 | LE-DBHL19 |  |  | PB3 Workshop | [5 empty] | 2017 |  | 2021-07-29 11:07 | ngmai1 | ./public/img_mac/noimg.png
807 | Distribution board DB hydraulic lift table 20 | LE-DBHL20 |  |  | PB3 Workshop | [5 empty] | 2017 |  | 2021-07-29 11:07 | ngmai1 | ./public/img_mac/noimg.png
808 | Distribution board DB Lad | LE-DBLAD | LE-DB | PB2 | PB1 Lad room | BD 63 C63 |  |  |  |  | 2012 |  | 2021-07-29 11:07 | ngmai1 | ./public/img_mac/noimg.png
809 | Distribution board DB Production office | LE-DBPO | LE-DB | PB2 | PB1 Production office | EZC100H 75A |  |  |  |  | 2019 |  | 2021-07-29 11:07 | ngmai1 | ./public/img_mac/noimg.png
810 | Distribution board DB TSM2 | LE-DBSM7 |  |  | PB3 Workshop | [5 empty] | 2017 |  | 2021-07-29 11:07 | ngmai1 | ./public/img_mac/noimg.png
811 | Distribution board DB TSM3 | LE-DBSM8 |  |  | PB3 Workshop | [5 empty] | 2017 |  | 2021-07-29 11:07 | ngmai1 | ./public/img_mac/noimg.png
812 | Distribution board DB Utica1 | LE-DBSM9 |  |  | PB3 Workshop | [5 empty] | 2017 |  | 2021-07-29 11:07 | ngmai1 | ./public/img_mac/noimg.png
813 | Distribution board DB Utica10 | LE-DBSM18 |  |  | PB3 Workshop | [5 empty] | 2017 |  | 2021-07-29 11:07 | ngmai1 | ./public/img_mac/noimg.png
814 | Distribution board DB Utica11 | LE-DBSM19 |  |  | PB3 Workshop | [5 empty] | 2017 |  | 2021-07-29 11:07 | ngmai1 | ./public/img_mac/noimg.png
815 | Distribution board DB Utica2 | LE-DBSM10 |  |  | PB3 Workshop | [5 empty] | 2017 |  | 2021-07-29 11:07 | ngmai1 | ./public/img_mac/noimg.png
816 | Distribution board DB Utica3 | LE-DBSM11 |  |  | PB3 Workshop | [5 empty] | 2017 |  | 2021-07-29 11:07 | ngmai1 | ./public/img_mac/noimg.png
817 | Distribution board DB Utica4 | LE-DBSM12 |  |  | PB3 Workshop | [5 empty] | 2017 |  | 2021-07-29 11:07 | ngmai1 | ./public/img_mac/noimg.png
818 | Distribution board DB Utica5 | LE-DBSM13 |  |  | PB3 Workshop | [5 empty] | 2017 |  | 2021-07-29 11:07 | ngmai1 | ./public/img_mac/noimg.png
819 | Distribution board DB Utica6 | LE-DBSM14 |  |  | PB3 Workshop | [5 empty] | 2017 |  | 2021-07-29 11:07 | ngmai1 | ./public/img_mac/noimg.png
820 | Distribution board DB Utica7 | LE-DBSM15 |  |  | PB3 Workshop | [5 empty] | 2017 |  | 2021-07-29 11:07 | ngmai1 | ./public/img_mac/noimg.png
821 | Distribution board DB Utica8 | LE-DBSM16 |  |  | PB3 Workshop | [5 empty] | 2017 |  | 2021-07-29 11:07 | ngmai1 | ./public/img_mac/noimg.png
822 | Distribution board DB Utica9 | LE-DBSM17 |  |  | PB3 Workshop | [5 empty] | 2017 |  | 2021-07-29 11:07 | ngmai1 | ./public/img_mac/noimg.png
823 | Distribution board DB- Air-comp room | LE-SDB1 | LE-DB | PB2 | PB1 Air-comp room | VS-PM_08_0077 |  |  |  |  | 2008 |  | 2021-07-29 11:07 | ngmai1 | ./public/img_mac/noimg.png
824 | Distribution board DB- Air-comp room | LE-SDB2 | LE-DB | PB2 | PB1 Air-comp room | [5 empty] | 2012 |  | 2021-07-29 11:07 | ngmai1 | ./public/img_mac/noimg.png
825 | Distribution board DB. BV1 | LE-DBBV1 | LE-DB | PB1 | PB1 Gate A1 | VS-PM_08_0077 |  |  |  |  | 2008 |  | 2021-07-29 11:07 | ngmai1 | ./public/img_mac/noimg.png
826 | Distribution board DB. BV2 | LE-DBBV2 | LE-DB | PB1 | PB1 Gate A2 | VS-PM_08_0077 |  |  |  |  | 2008 |  | 2021-07-29 11:07 | ngmai1 | ./public/img_mac/noimg.png
827 | Distribution board DB.AC1 | LE-DBAC1 | LE-DB | PB1 | PB1 outside -near door#14 | VS-PM_08_0077 |  |  |  |  | 2008 |  | 2021-07-29 11:07 | ngmai1 | ./public/img_mac/noimg.png
828 | Distribution board DB.AC2 | LE-DBAC2 | LE-DB | PB1 | PB1 outside -near door#15 | VS-PM_08_0077 |  |  |  |  | 2008 |  | 2021-07-29 11:07 | ngmai1 | ./public/img_mac/noimg.png
829 | Distribution board DBL-ZONE 1 | LE-DBLZ1 | LE-DB | PB1 | PB1 Workshop Zone1 | VS-PM_08_0077 |  |  |  |  | 2008 |  | 2021-07-29 11:07 | ngmai1 | ./public/img_mac/noimg.png
830 | Distribution board DBL-ZONE 2-1 | LE-DBLZ2.1 | LE-DB | PB1 | PB1 Workshop Zone2 | VS-PM_08_0077 |  |  |  |  | 2008 |  | 2021-07-29 11:07 | ngmai1 | ./public/img_mac/noimg.png
831 | Distribution board DBL-ZONE 2-2 | LE-DBLZ2.2 | LE-DB | PB1 | PB1 Workshop Zone3 | VS-PM_08_0077 |  |  |  |  | 2008 |  | 2021-07-29 11:07 | ngmai1 | ./public/img_mac/noimg.png
832 | Distribution board DBL-ZONE 3 | LE-DBLZ3 | LE-DB | PB1 | PB1 Workshop Zone3 | VS-PM_08_0077 |  |  |  |  | 2008 |  | 2021-07-29 11:07 | ngmai1 | ./public/img_mac/noimg.png
833 | Distribution board DBP-ZONE 1 | LE-DBPZ1 | LE-DB | PB1 | PB1 Workshop Zone1 | VS-PM_08_0077 |  |  |  |  | 2008 |  | 2021-07-29 11:07 | ngmai1 | ./public/img_mac/noimg.png
834 | Distribution board DBP-ZONE 2-1 | LE-DBPZ2.1 | LE-DB | PB1 | PB1 Workshop Zone2 | VS-PM_08_0077 |  |  |  |  | 2008 |  | 2021-07-29 11:07 | ngmai1 | ./public/img_mac/noimg.png
835 | Distribution board DBP-ZONE 2-2 | LE-DBPZ2.2 | LE-DB | PB2 | PB1 Workshop Zone3 | VS-PM_08_0077 |  |  |  |  | 2008 |  | 2021-07-29 11:07 | ngmai1 | ./public/img_mac/noimg.png
836 | Distribution board DBP-ZONE 3 | LE-DBPZ3 | LE-DB | PB2 | PB1 Workshop Zone3 | VS-PM_08_0077 |  |  |  |  | 2008 |  | 2021-07-29 11:07 | ngmai1 | ./public/img_mac/noimg.png
837 | Distribution board MCC4 Spot cooling | LE-MCC4 |  |  | PB3 Workshop | NS 630 |  |  |  |  | 2020 |  | 2021-07-29 11:07 | ngmai1 | ./public/img_mac/noimg.png
838 | Distribution board Megalo generator | LE-DBMG | LE-DB | PB1 | PB1 Generator room | Nhon huu |  |  |  |  | 2010 |  | 2021-07-29 11:07 | ngmai1 | ./public/img_mac/noimg.png
839 | Distribution board Oil pump | LE-DBOP1 | LE-DB | PB1 | PB1 Generator room | VS-PM_08_0077 |  |  |  |  | 2008 |  | 2021-07-29 11:07 | ngmai1 | ./public/img_mac/noimg.png
840 | Distribution board Oil pump | LE-DBOP2 | LE-MC | PB3 | PB2 Generator room | MCCB-3P-40A-15KA |  |  |  |  | 2010 |  | 2021-07-29 11:07 | ngmai1 | ./public/img_mac/noimg.png
841 | Distribution board Oil pump | LE-DBOP3 | loại mới1 | nhà máy1 | PB3 Generator room | NF63 20A | trạng thái1 | hệ thống1 | môtar1 |  | 2017 | 3000 | 2021-07-29 11:07 | ngmai1 | ./public/img_mac/noimg.png
842 | Distribution board Water Pump | LE-DBWP6 | LE-SB | PB2 | PB3 Pump room | IK60N 16A |  |  |  |  | 2017 |  | 2021-07-29 11:07 | ngmai1 | ./public/img_mac/noimg.png
843 | Distribution board Water Pump | LE-DB.WP1 | LE-DB | PB2 | PB1 Water tower | [5 empty] | 2009 |  | 2021-07-29 11:07 | ngmai1 | ./public/img_mac/noimg.png
844 | Distribution board Water Pump | LE-DB.WP2 | LE-DB | PB1 | PB1 Warehouse Shiping Dock | Easy9 C32 |  |  |  |  | 2017 |  | 2021-07-29 11:07 | ngmai1 | ./public/img_mac/noimg.png
845 | Distribution board Water Pump | LE-DB.WP3 | LE-DB | PB2 | PB1 Warehouse Loading Dock | Easy9 C32 |  |  |  |  | 2017 |  | 2021-07-29 11:07 | ngmai1 | ./public/img_mac/noimg.png
846 | Distribution board Water Pump | LE-DB.WP4 | LE-DB | PB2 | PB1 Garden Pump near Compressor room PB2 | Easy9 C32 |  |  |  |  | 2016 |  | 2021-07-29 11:07 | ngmai1 | ./public/img_mac/noimg.png
847 | Distribution board Water Pump | LE-DB.WP5 | LE-DB | PB2 | PB1 Garden Pump near Main office | Easy9 C32 |  |  |  |  | 2016 |  | 2021-07-29 11:07 | ngmai1 | ./public/img_mac/noimg.png
848 | Distribution board Water Pump | LE-DB.WP6 | LE-DB | PB2 | PB1 water of Air-cond | Easy9 C32 |  |  |  | EZ934332 | 2019 |  | 2021-07-29 11:07 | ngmai1 | ./public/img_mac/noimg.png
849 | Distribution board Water Pump | LE-DB.WP7.1 | LE-DB | PB2 | PB1 control of drink water | MCB EZ9F33316 |  |  |  |  | 2019 |  | 2021-07-29 11:07 | ngmai1 | ./public/img_mac/noimg.png
850 | Distribution board Water Pump | LE-DB.WP7.2 | LE-DB | PB2 | PB1 Filter of drink water | MCB EZ9F34310 &MCB A9F84210 |  |  |  |  | 2019 |  | 2021-07-29 11:07 | ngmai1 | ./public/img_mac/noimg.png
851 | Dock leveler no:01 | DL-D1 |  |  | PB3 Warehouse | [5 empty] | 2017 |  | 2021-07-29 11:07 | ngmai1 | ./public/img_mac/noimg.png
852 | Dock leveler no:02 | DL-D2 |  |  | PB3 Warehouse | [5 empty] | 2017 |  | 2021-07-29 11:07 | ngmai1 | ./public/img_mac/noimg.png
853 | Dock leveler no:03 | DL-D3 |  |  | PB3 Warehouse | [5 empty] | 2017 |  | 2021-07-29 11:07 | ngmai1 | ./public/img_mac/noimg.png
854 | Dock leveler no:04 | DL-D4 |  |  | PB3 Warehouse | [5 empty] | 2017 |  | 2021-07-29 11:07 | ngmai1 | ./public/img_mac/noimg.png
855 | Dock leveler no:05 | DL-D5 |  |  | PB3 Warehouse | [5 empty] | 2017 |  | 2021-07-29 11:07 | ngmai1 | ./public/img_mac/noimg.png
856 | Dock leveler no:06 | DL-D6 |  |  | PB2 Warehouse | A688FHE-SERIES A |  |  |  |  | 2010 |  | 2021-07-29 11:07 | ngmai1 | ./public/img_mac/noimg.png
857 | Dock leveler no:07 | DL-D7 |  |  | PB2 Warehouse | A688FHE-SERIES A |  |  |  |  | 2010 |  | 2021-07-29 11:07 | ngmai1 | ./public/img_mac/noimg.png
858 | Dock leveler no:08 | DL-D8 |  |  | PB2 Warehouse | A688FHE-SERIES A |  |  |  |  | 2010 |  | 2021-07-29 11:07 | ngmai1 | ./public/img_mac/noimg.png
859 | Dock leveler no:09 | DL-D9 |  |  | PB2 Warehouse | A688FHE-SERIES A |  |  |  |  | 2010 |  | 2021-07-29 11:07 | ngmai1 | ./public/img_mac/noimg.png
860 | Dock leveler no:10 | DL-D10 |  |  | PB2 Warehouse | A688FHE-SERIES A |  |  |  |  | 2010 |  | 2021-07-29 11:07 | ngmai1 | ./public/img_mac/noimg.png
861 | Double gas kwailie range | CT-DGK01 | [10 empty] | 2021-07-29 11:07 | ngmai1 | ./public/img_mac/noimg.png
862 | Double gas kwailie range | CT-DGK02 | [10 empty] | 2021-07-29 11:07 | ngmai1 | ./public/img_mac/noimg.png
863 | Double gas kwailie range | CT-DGK03 | [10 empty] | 2021-07-29 11:07 | ngmai1 | ./public/img_mac/noimg.png
864 | Double gas kwailie range | CT-DGK04 | [10 empty] | 2021-07-29 11:07 | ngmai1 | ./public/img_mac/noimg.png
865 | Double gas kwailie range | CT-DGK05 | [10 empty] | 2021-07-29 11:07 | ngmai1 | ./public/img_mac/noimg.png
866 | Double gas kwailie range | CT-DGK06 | [10 empty] | 2021-07-29 11:07 | ngmai1 | ./public/img_mac/noimg.png
867 | Double gas kwailie range | CT-DGK07 | [10 empty] | 2021-07-29 11:07 | ngmai1 | ./public/img_mac/noimg.png
868 | Double Sink table 01 | CT-DST1 | [10 empty] | 2021-07-29 11:07 | ngmai1 | ./public/img_mac/noimg.png
869 | Double Sink table 02 | CT-DST2 | [10 empty] | 2021-07-29 11:07 | ngmai1 | ./public/img_mac/noimg.png
870 | Double Sink table 03 | CT-DST3 | [10 empty] | 2021-07-29 11:07 | ngmai1 | ./public/img_mac/noimg.png
871 | Double Sink table 04 | CT-DST4 | [10 empty] | 2021-07-29 11:07 | ngmai1 | ./public/img_mac/noimg.png
872 | Double Sink table 05 | CT-DST5 | [10 empty] | 2021-07-29 11:07 | ngmai1 | ./public/img_mac/noimg.png
873 | Dry and sterilize cabinet | CT-DSC1 | [10 empty] | 2021-07-29 11:07 | ngmai1 | ./public/img_mac/noimg.png
874 | Dry and sterilize cabinet | CT-DSC2 | [10 empty] | 2021-07-29 11:07 | ngmai1 | ./public/img_mac/noimg.png
875 | Dry and sterilize cabinet | CT-DSC3 | [10 empty] | 2021-07-29 11:07 | ngmai1 | ./public/img_mac/noimg.png
876 | Dry and sterilize cabinet | CT-DSC4 | [10 empty] | 2021-07-29 11:07 | ngmai1 | ./public/img_mac/noimg.png
877 | Duct smoke detector | FA-SD156÷174 |  |  | PB2 Workshop | DH-98 |  |  |  |  | 2010 |  | 2021-07-29 11:07 | ngmai1 | ./public/img_mac/noimg.png
878 | DVD | PA-DVD1 |  |  | PB1 Production office | NS648P-04 |  |  |  |  | 2013 |  | 2021-07-29 11:07 | ngmai1 | ./public/img_mac/noimg.png
879 | DVD | PA-DVD2 |  |  | PB2 Production office | MS648P |  |  |  |  | 2010 |  | 2021-07-29 11:07 | ngmai1 | ./public/img_mac/noimg.png
880 | DZL no.21 | FL-DZL21 |  |  | PB3 Warehouse | DZL482001-Q00 |  |  |  |  | 2019 |  | 2021-07-29 11:07 | ngmai1 | ./public/img_mac/noimg.png
881 | DZL no.22 | FL-DZL22 |  |  | PB3 Warehouse | DZL482001-Q00 |  |  |  | SN: X2019050735 | 2020 |  | 2021-07-29 11:07 | ngmai1 | ./public/img_mac/noimg.png
882 | EFG 213-320 no:6 | FL-EFG06 |  |  | PB2 Warehouse | EFG-320 |  |  |  | FN 387290 | 2008 |  | 2021-07-29 11:07 | ngmai1 | ./public/img_mac/noimg.png
883 | EFG 320 no.15 | FL-EFG15 |  |  | PB3 Warehouse | EFG-320 |  |  |  | FN: 545327 | 2017 |  | 2021-07-29 11:07 | ngmai1 | ./public/img_mac/noimg.png
884 | EFG 320 no.4 | FL-EFG04 |  |  | PB2 Warehouse | EFG-320 |  |  |  | FN: 404948 | 2010 |  | 2021-07-29 11:07 | ngmai1 | ./public/img_mac/noimg.png
885 | EFG 320 no.5 | FL-EFG05 |  |  | PB1 Warehouse | EFG-320 |  |  |  | FN 911282 | 2010 |  | 2021-07-29 11:07 | ngmai1 | ./public/img_mac/noimg.png
886 | Elastic Shelf | PR-ES1÷17 |  |  |  | Mẫu |  |  |  | 357 |  |  | 2021-07-29 11:07 | ngmai1 | ./public/img_mac/noimg.png
887 | ERE-120 no. 12 | FL-ERE12 |  |  | PB3 Warehouse | ERE 120 |  |  |  | SN: 91118114 | 2017 |  | 2021-07-29 11:07 | ngmai1 | ./public/img_mac/noimg.png
888 | ERE-120 no.10 | FL-ERE10 |  |  | PB2 Warehouse | ERE 120 |  |  |  | SN: 98005779 | 2010 |  | 2021-07-29 11:07 | ngmai1 | ./public/img_mac/noimg.png
889 | Ergo chairs | PR-EGO |  |  |  | Grade 2 Nh 389 Red wine ETT1926 | [6 empty] | 2021-07-29 11:07 | ngmai1 | ./public/img_mac/noimg.png
890 | ETV-116 no.08 | FL-ETV08 |  |  | PB3 Warehouse | ETV-116 |  |  |  | SN:91051508 | 2008 |  | 2021-07-29 11:07 | ngmai1 | ./public/img_mac/noimg.png
891 | ETV-116 no.09 | FL-ETV09 |  |  | PB3 Warehouse | ETV-116 |  |  |  | SN:91051509 | 2008 |  | 2021-07-29 11:07 | ngmai1 | ./public/img_mac/noimg.png
892 | ETV-116 no.3 | FL-ETV03 |  |  | PB2 Warehouse | ETV-116 |  |  |  | SN:91065726 | 2011 |  | 2021-07-29 11:07 | ngmai1 | ./public/img_mac/noimg.png
893 | ETV-216 no.16 | FL-ETV16 |  |  | PB3 Warehouse | ETV-216 |  |  |  | SN: 98181889 | 2017 |  | 2021-07-29 11:07 | ngmai1 | ./public/img_mac/noimg.png
894 | ETV-216 no.17 | FL-ETV17 |  |  | PB3 Warehouse | ETV-216 |  |  |  | SN: 98181890 | 2017 |  | 2021-07-29 11:07 | ngmai1 | ./public/img_mac/noimg.png
895 | EWIS control panel | FA-ECP |  |  | PB2 Gate A3 | FNV-MP16/P+FNV-DPS25/P |  |  |  |  | 2010 |  | 2021-07-29 11:07 | ngmai1 | ./public/img_mac/noimg.png
896 | EWIS control panel màn hình phụ | FA-ECP2 |  |  | PB2 Phòng Bảo trì | FNV-MP16/P+FNV-DPS25/P |  |  |  |  | 2020-04-01 00:00:00 |  | 2021-07-29 11:07 | ngmai1 | ./public/img_mac/noimg.png
897 | EWIS control panel màn hình phụ hệ PB3 | FA-ECP3 |  |  | PB2 Phòng bảo vệ A3 | FNV-MP16/P+FNV-DPS25/P |  |  |  |  | 2018-09-01 00:00:00 |  | 2021-07-29 11:07 | ngmai1 | ./public/img_mac/noimg.png
898 | EWIS control panel màn hình phụ hệ PB3 | FA-ECP4 |  |  | PB2 Phòng Bảo trì | FNV-MP16/P+FNV-DPS25/P |  |  |  |  | 2020-04-01 00:00:00 |  | 2021-07-29 11:07 | ngmai1 | ./public/img_mac/noimg.png
899 | Exhaust hood filter( 3.7m) 01 | CT-EHF1 | [10 empty] | 2021-07-29 11:07 | ngmai1 | ./public/img_mac/noimg.png
900 | Exhaust hood filter( 3.7m) 02 | CT-EHF2 | [10 empty] | 2021-07-29 11:07 | ngmai1 | ./public/img_mac/noimg.png
901 | Exhaust hood filter( 3.7m) 03 | CT-EHF3 | [10 empty] | 2021-07-29 11:07 | ngmai1 | ./public/img_mac/noimg.png
902 | Exhaust hood filter( 3.7m) 04 | CT-EHF4 | [10 empty] | 2021-07-29 11:07 | ngmai1 | ./public/img_mac/noimg.png
903 | Fan Of Air Filter | FN-BF1÷7 |  |  | PB3 Workshop | Phương linh |  |  |  |  | 2018 |  | 2021-07-29 11:07 | ngmai1 | ./public/img_mac/noimg.png
904 | Feetrail | CO-FR1÷294 |  |  |  | 0,2x0,2x2m- 6 đầu khí M12- 6 ổ cắm | [6 empty] | 2021-07-29 11:07 | ngmai1 | ./public/img_mac/noimg.png
905 | Feetrail | CO-FR295÷675 |  |  |  | 0,2x0,2x2m- 6 đầu khí M12- 6 ổ cắm | [6 empty] | 2021-07-29 11:07 | ngmai1 | ./public/img_mac/noimg.png
906 | Fire alarm Control panel | FA-CP1 |  |  | PB1 Workshop | NETWORX-NX 8 |  |  |  | 28-0016- 521b | 2007 |  | 2021-07-29 11:07 | ngmai1 | ./public/img_mac/noimg.png
907 | Fire alarm Control panel | FA-CP2 |  |  | PB1 Scu room | [7 empty] | 2021-07-29 11:07 | ngmai1 | ./public/img_mac/noimg.png
908 | Fire alarm control panel | FA-CP3 |  |  | PB2 Workshop | FN-2127N/ FN-4127 |  |  |  |  | 28/3/2020 |  | 2021-07-29 11:07 | ngmai1 | ./public/img_mac/noimg.png
909 | Fire alarm control panel | FA-CP4 |  |  | PB3 Workshop | FN-2127N/ FN-4127 |  |  |  |  | 2017 |  | 2021-07-29 11:07 | ngmai1 | ./public/img_mac/noimg.png
910 | Fire water diesel pump | FF-WP1 |  |  | PB1 Outside Door#3 | Hyundai DB44 |  |  |  |  | 2018 |  | 2021-07-29 11:07 | ngmai1 | ./public/img_mac/noimg.png
911 | Fire water diesel pump | FF-WP3 |  |  | PB2 Water treatment room | Lombardini -FOCS PLUS |  |  |  |  | 2010 |  | 2021-07-29 11:07 | ngmai1 | ./public/img_mac/noimg.png
912 | Fire water diesel pump | FF-WP6 |  |  | PB3 Water treatment room | 200x150 FS4NA/P170350-01 |  |  |  |  | 2017 |  | 2021-07-29 11:07 | ngmai1 | ./public/img_mac/noimg.png
913 | Fire water electric pump | FF-WP2 |  |  | PB1 Outside Door#3 | EBARA-FS2-J522 |  |  |  |  | 2007 |  | 2021-07-29 11:07 | ngmai1 | ./public/img_mac/noimg.png
914 | Fire water electric pump | FF-WP4 |  |  | PB2 Water treatment room | AEEBKG020020FMTLT |  |  |  | A96162/87 | 2010 |  | 2021-07-29 11:07 | ngmai1 | ./public/img_mac/noimg.png
915 | Fire water electric pump | FF-WP7 |  |  | PB23Water treatment room | AESV1S040215YWV03/AC16C019-4 |  |  |  |  | 2017 |  | 2021-07-29 11:07 | ngmai1 | ./public/img_mac/noimg.png
916 | Fire water motor pump( jockey pump) | FF-WP5 |  |  | PB2 Water treatment room | [5 empty] | 2010 |  | 2021-07-29 11:07 | ngmai1 | ./public/img_mac/noimg.png
917 | FM Light | LE-LT19 |  |  | PB2 FM Office | Apolo led 42A |  |  |  | 1x42W | 2017 |  | 2021-07-29 11:07 | ngmai1 | ./public/img_mac/noimg.png
918 | FM shop Area | LE-LT10 |  |  | PB1FM workshop( work shop, Document room, air comp room, clearning room chimical room, Suply WH FM, Lad room) | Apolo led 42A |  |  |  | 2x 28W-240V | 2017 |  | 2021-07-29 11:07 | ngmai1 | ./public/img_mac/noimg.png
919 | Gas stock pot stove double bur | CT-DGS 1 | [10 empty] | 2021-07-29 11:07 | ngmai1 | ./public/img_mac/noimg.png
920 | Gas stock pot stove double bur | CT-DGS 2 | [10 empty] | 2021-07-29 11:07 | ngmai1 | ./public/img_mac/noimg.png
921 | Gas stock pot stove double bur | CT-DGS 3 | [10 empty] | 2021-07-29 11:07 | ngmai1 | ./public/img_mac/noimg.png
922 | Gas stock pot stove double bur | CT-DGS 4 | [10 empty] | 2021-07-29 11:07 | ngmai1 | ./public/img_mac/noimg.png
923 | Gas stock pot stove double bur | CT-DGS 5 | [10 empty] | 2021-07-29 11:07 | ngmai1 | ./public/img_mac/noimg.png
924 | Gas stock pot stove double bur | CT-DGS 6 | [10 empty] | 2021-07-29 11:07 | ngmai1 | ./public/img_mac/noimg.png
925 | Gas stock pot stove double bur | CT-DGS 7 | [10 empty] | 2021-07-29 11:07 | ngmai1 | ./public/img_mac/noimg.png
926 | Gas stock pot stove double bur | CT-DGS 8 | [10 empty] | 2021-07-29 11:07 | ngmai1 | ./public/img_mac/noimg.png
927 | Gas stock pot stove double bur | CT-DGS 9 | [10 empty] | 2021-07-29 11:07 | ngmai1 | ./public/img_mac/noimg.png
928 | Gas stock pot stove double bur | CT-DGS 10 | [10 empty] | 2021-07-29 11:07 | ngmai1 | ./public/img_mac/noimg.png
929 | Gas stock pot stove double bur | CT-DGS 11 | [10 empty] | 2021-07-29 11:07 | ngmai1 | ./public/img_mac/noimg.png
930 | Gas stock pot stove double bur | CT-DGS 12 | [10 empty] | 2021-07-29 11:07 | ngmai1 | ./public/img_mac/noimg.png
931 | Gas stock pot stove double bur | CT-DGS 13 | [10 empty] | 2021-07-29 11:07 | ngmai1 | ./public/img_mac/noimg.png
932 | Gas stock pot stove double bur | CT-DGS 14 | [10 empty] | 2021-07-29 11:07 | ngmai1 | ./public/img_mac/noimg.png
933 | Gas stock pot stove double bur | CT-DGS 15 | [10 empty] | 2021-07-29 11:07 | ngmai1 | ./public/img_mac/noimg.png
934 | Gas stock pot stove double bur | CT-DGS 16 | [10 empty] | 2021-07-29 11:07 | ngmai1 | ./public/img_mac/noimg.png
935 | GATE MOTOR | SC-GATE1 | [10 empty] | 2021-07-29 11:07 | ngmai1 | ./public/img_mac/noimg.png
936 | GATE MOTOR | SC-GATE2 | [10 empty] | 2021-07-29 11:07 | ngmai1 | ./public/img_mac/noimg.png
937 | GATE MOTOR | SC-GATE3 | [10 empty] | 2021-07-29 11:07 | ngmai1 | ./public/img_mac/noimg.png
938 | Generator | GE-GEN4 |  |  | PB3 Generator room | KOL 1000B |  |  |  |  | 2017 |  | 2021-07-29 11:07 | ngmai1 | ./public/img_mac/noimg.png
939 | Generator | GE-GEN01 |  |  | PB1 Generator room | C2500 DSA |  |  |  | J085802337 | 2008 |  | 2021-07-29 11:07 | ngmai1 | ./public/img_mac/noimg.png
940 | Generator | GE-GEN02 |  |  | PB2 Generator room | MGS 2000B |  |  |  | P4456 | 2010 |  | 2021-07-29 11:07 | ngmai1 | ./public/img_mac/noimg.png
941 | Grinding machine | FM-GRI1 | [10 empty] | 2021-07-29 11:07 | ngmai1 | ./public/img_mac/noimg.png
942 | GS -3246 | FL-GS |  |  | PB1 FM Workshop | GS -3246 |  |  |  | SN: 98005578 | 2019 |  | 2021-07-29 11:07 | ngmai1 | ./public/img_mac/noimg.png
943 | Hand dryer 01 | SD-HD1 |  |  | PB1 Rest room 01 | T0982 |  |  |  |  | 2012 |  | 2021-07-29 11:07 | ngmai1 | ./public/img_mac/noimg.png
944 | Hand dryer 02 | SD-HD2 |  |  | PB1 Rest room 02 | T0982 |  |  |  |  | 2012 |  | 2021-07-29 11:07 | ngmai1 | ./public/img_mac/noimg.png
945 | Hand dryer 03 | SD-HD3 |  |  | PB1 Rest room 03 | T0982 |  |  |  |  | 2012 |  | 2021-07-29 11:07 | ngmai1 | ./public/img_mac/noimg.png
946 | Hand dryer 04 | SD-HD4 |  |  | PB1 Rest room 04 | T0982 |  |  |  |  | 2012 |  | 2021-07-29 11:07 | ngmai1 | ./public/img_mac/noimg.png
947 | Hand dryer 05 | SD-HD5 |  |  | PB1 Rest room 05 | T0982 |  |  |  |  | 2012 |  | 2021-07-29 11:07 | ngmai1 | ./public/img_mac/noimg.png
948 | Hand dryer 06 | SD-HD6 |  |  | PB1 Rest room 06 | T0982 |  |  |  |  | 2012 |  | 2021-07-29 11:07 | ngmai1 | ./public/img_mac/noimg.png
949 | Hand dryer 07 | SD-HD7 |  |  | PB1 Main Office | T0982 |  |  |  |  | 2012 |  | 2021-07-29 11:07 | ngmai1 | ./public/img_mac/noimg.png
950 | Hand dryer 08 | SD-HD8 |  |  | PB1 Main Office | T0982 |  |  |  |  | 2012 |  | 2021-07-29 11:07 | ngmai1 | ./public/img_mac/noimg.png
951 | Hand dryer 09 | SD-HD9 |  |  | PB1 Mezzanine Office | T0982 |  |  |  |  | 2012 |  | 2021-07-29 11:07 | ngmai1 | ./public/img_mac/noimg.png
952 | Hand dryer 10 | SD-HD10 |  |  | PB1 Mezzanine Office | T0982 |  |  |  |  | 2012 |  | 2021-07-29 11:07 | ngmai1 | ./public/img_mac/noimg.png
953 | Hand dryer 11 | SD-HD11 |  |  | PB2 Female Restroom | KS370 |  |  |  |  | 2010 |  | 2021-07-29 11:07 | ngmai1 | ./public/img_mac/noimg.png
954 | Hand dryer 12 | SD-HD12 |  |  | PB2 Female Restroom | KS370 |  |  |  |  | 2010 |  | 2021-07-29 11:07 | ngmai1 | ./public/img_mac/noimg.png
955 | Hand dryer 13 | SD-HD13 |  |  | PB2 Female Restroom | KS370 |  |  |  |  | 2010 |  | 2021-07-29 11:07 | ngmai1 | ./public/img_mac/noimg.png
956 | Hand dryer 14 | SD-HD14 |  |  | PB2 Female Restroom | KS370 |  |  |  |  | 2010 |  | 2021-07-29 11:07 | ngmai1 | ./public/img_mac/noimg.png
957 | Hand dryer 15 | SD-HD15 |  |  | PB2 Male Restroom | KS370 |  |  |  |  | 2010 |  | 2021-07-29 11:07 | ngmai1 | ./public/img_mac/noimg.png
958 | Hand dryer 16 | SD-HD16 |  |  | PB2 Male Restroom | KS370 |  |  |  |  | 2010 |  | 2021-07-29 11:07 | ngmai1 | ./public/img_mac/noimg.png
959 | Hand dryer 17 | SD-HD17 |  |  | PB2 Clinic | KS370 |  |  |  |  | 2010 |  | 2021-07-29 11:07 | ngmai1 | ./public/img_mac/noimg.png
960 | Hand dryer 18 | SD-HD18 |  |  | PB2 Production office Restroom | KS370 |  |  |  |  | 2010 |  | 2021-07-29 11:07 | ngmai1 | ./public/img_mac/noimg.png
961 | Hand dryer 19 | SD-HD19 |  |  | PB2 Production office Restroom | KS370 |  |  |  |  | 2010 |  | 2021-07-29 11:07 | ngmai1 | ./public/img_mac/noimg.png
962 | Hand dryer 20 | SD-HD20 |  |  | PB3 Female Restroom | WF 8005.010.09 |  |  |  |  | 2017 |  | 2021-07-29 11:07 | ngmai1 | ./public/img_mac/noimg.png
963 | Hand dryer 21 | SD-HD21 |  |  | PB3 Female Restroom | WF 8005.010.09 |  |  |  |  | 2017 |  | 2021-07-29 11:07 | ngmai1 | ./public/img_mac/noimg.png
964 | Hand dryer 22 | SD-HD22 |  |  | PB3 Male Restroom | WF 8005.010.09 |  |  |  |  | 2017 |  | 2021-07-29 11:07 | ngmai1 | ./public/img_mac/noimg.png
965 | Hand dryer 23 | SD-HD23 |  |  | PB3 Male Restroom | WF 8005.010.09 |  |  |  |  | 2017 |  | 2021-07-29 11:07 | ngmai1 | ./public/img_mac/noimg.png
966 | Hand dryer 24 | SD-HD24 |  |  | PB3 Clinic | WF 8005.010.09 |  |  |  |  | 2017 |  | 2021-07-29 11:07 | ngmai1 | ./public/img_mac/noimg.png
967 | Hand dryer 25 | SD-HD25 |  |  | PB3 Production office Restroom | WF 8005.010.09 |  |  |  |  | 2017 |  | 2021-07-29 11:07 | ngmai1 | ./public/img_mac/noimg.png
968 | Hand dryer 26 | SD-HD26 |  |  | PB3 Production office Restroom | WF 8005.010.09 |  |  |  |  | 2017 |  | 2021-07-29 11:07 | ngmai1 | ./public/img_mac/noimg.png
969 | Hand fork-lift | HF-PR41 |  |  | PB2 WorkShop | HPT-2500 |  |  |  | NO |  |  | 2021-07-29 11:07 | ngmai1 | ./public/img_mac/noimg.png
970 | Hand fork-lift | HF-PR42 |  |  | PB2 WorkShop | HPT-2500 |  |  |  | NO |  |  | 2021-07-29 11:07 | ngmai1 | ./public/img_mac/noimg.png
971 | Hand fork-lift | HF-PR43 |  |  | PB2 WorkShop | HPT-2500 |  |  |  | 15062002/076 |  |  | 2021-07-29 11:07 | ngmai1 | ./public/img_mac/noimg.png
972 | Hand fork-lift | HF-PR44 |  |  | PB2 WorkShop | AM-22 |  |  |  | 14952545 |  |  | 2021-07-29 11:07 | ngmai1 | ./public/img_mac/noimg.png
973 | Hand fork-lift | HF-PR45 |  |  | PB2 WorkShop | HPT-2500 |  |  |  | NO |  |  | 2021-07-29 11:07 | ngmai1 | ./public/img_mac/noimg.png
974 | Hand fork-lift | HF-PR46 |  |  | PB2 WorkShop | HPT-2500 |  |  |  | NO |  |  | 2021-07-29 11:07 | ngmai1 | ./public/img_mac/noimg.png
975 | Hand fork-lift | HF-PR47 |  |  | PB2 WorkShop | HPT-2500 |  |  |  | NO |  |  | 2021-07-29 11:07 | ngmai1 | ./public/img_mac/noimg.png
976 | Hand fork-lift | HF-PR48 |  |  | PB2 WorkShop | HPT-2500 |  |  |  | NO |  |  | 2021-07-29 11:07 | ngmai1 | ./public/img_mac/noimg.png
977 | Hand fork-lift | HF-PR49 |  |  | PB2 WorkShop | HPT-2500 |  |  |  | NO |  |  | 2021-07-29 11:07 | ngmai1 | ./public/img_mac/noimg.png
978 | Hand fork-lift | HF-PR50 |  |  | PB2 WorkShop | HPT-2500 |  |  |  | 15062082/038 |  |  | 2021-07-29 11:07 | ngmai1 | ./public/img_mac/noimg.png
979 | Hand fork-lift | HF-PR51 |  |  | PB2 WorkShop | HPT-2500 |  |  |  | 14999520 |  |  | 2021-07-29 11:07 | ngmai1 | ./public/img_mac/noimg.png
980 | Hand fork-lift | HF-PR52 |  |  | PB2 WorkShop | HPT-2500 |  |  |  | 14952548 |  |  | 2021-07-29 11:07 | ngmai1 | ./public/img_mac/noimg.png
981 | Hand fork-lift | HF-PR53 |  |  | PB2 WorkShop | 2.5 ton single/ nylon |  |  |  | NO |  |  | 2021-07-29 11:07 | ngmai1 | ./public/img_mac/noimg.png
982 | Hand fork-lift | HF-PR54 |  |  | PB2 WorkShop | 2.5 ton single/ nylon |  |  |  | NO |  |  | 2021-07-29 11:07 | ngmai1 | ./public/img_mac/noimg.png
983 | Hand fork-lift | HF-PR55 |  |  | PB2 WorkShop | 2.5 ton |  |  |  | NO |  |  | 2021-07-29 11:07 | ngmai1 | ./public/img_mac/noimg.png
984 | Hand fork-lift | HF-PR56 |  |  | PB2 WorkShop | HPT-2500 |  |  |  | NO |  |  | 2021-07-29 11:07 | ngmai1 | ./public/img_mac/noimg.png
985 | Hand fork-lift | HF-PR57 |  |  | PB2 WorkShop | HPT-2500 |  |  |  | 15062082/074 |  |  | 2021-07-29 11:07 | ngmai1 | ./public/img_mac/noimg.png
986 | Hand fork-lift | HF-PR58 |  |  | PB2 WorkShop | AM-22 |  |  |  | 14458970 |  |  | 2021-07-29 11:07 | ngmai1 | ./public/img_mac/noimg.png
987 | Hand fork-lift | HF-PR59 |  |  | PB2 WorkShop | HPT-2500 |  |  |  | NO |  |  | 2021-07-29 11:07 | ngmai1 | ./public/img_mac/noimg.png
988 | Hand fork-lift | HF-PR60 |  |  | PB2 WorkShop | HPT-2500 |  |  |  | NO |  |  | 2021-07-29 11:07 | ngmai1 | ./public/img_mac/noimg.png
989 | Hand fork-lift | HF-PR66 |  |  | PB3 WorkShop | HPT-2500 |  |  |  | 15032082/019 | 2019-04-11 00:00:00 |  | 2021-07-29 11:07 | ngmai1 | ./public/img_mac/noimg.png
990 | Hand fork-lift | HF-PR67 |  |  | PB3 WorkShop | HPT-2500 |  |  |  | 17042082/040 | 2019-04-11 00:00:00 |  | 2021-07-29 11:07 | ngmai1 | ./public/img_mac/noimg.png
991 | Hand fork-lift | HF-PR68 |  |  | PB3 WorkShop | HPT-2500 |  |  |  | NO | 2019-04-11 00:00:00 |  | 2021-07-29 11:07 | ngmai1 | ./public/img_mac/noimg.png
992 | Hand fork-lift | HF-PR69 |  |  | PB3 WorkShop | HPT-2500 |  |  |  | NO | 2019-04-11 00:00:00 |  | 2021-07-29 11:07 | ngmai1 | ./public/img_mac/noimg.png
993 | Hand fork-lift | HF-PR70 |  |  | PB3 WorkShop | HPT-2500 |  |  |  | 15062082/075 | 2019-04-11 00:00:00 |  | 2021-07-29 11:07 | ngmai1 | ./public/img_mac/noimg.png
994 | Hand fork-lift | HF-PR71 |  |  | PB3 WorkShop | AM-22 |  |  |  | 14952511 | 2019-04-11 00:00:00 |  | 2021-07-29 11:07 | ngmai1 | ./public/img_mac/noimg.png
995 | Hand fork-lift | HF-PR72 |  |  | PB3 WorkShop | HPT-2500 |  |  |  | NO | 2019-04-11 00:00:00 |  | 2021-07-29 11:07 | ngmai1 | ./public/img_mac/noimg.png
996 | Hand fork-lift | HF-PR73 |  |  | PB3 WorkShop | HPT-2500 |  |  |  | NO | 2019-04-11 00:00:00 |  | 2021-07-29 11:07 | ngmai1 | ./public/img_mac/noimg.png
997 | Hand fork-lift | HF-PR74 |  |  | PB3 WorkShop | AM-22 |  |  |  |  | 2019-05-01 00:00:00 |  | 2021-07-29 11:07 | ngmai1 | ./public/img_mac/noimg.png
998 | Hand fork-lift | HF-PR75 |  |  | PB3 WorkShop | AM-22 |  |  |  |  | 2019-05-01 00:00:00 |  | 2021-07-29 11:07 | ngmai1 | ./public/img_mac/noimg.png
999 | Hand fork-lift | HF-PR76 |  |  | PB3 WorkShop | AM-22 |  |  |  |  | 2019-05-01 00:00:00 |  | 2021-07-29 11:07 | ngmai1 | ./public/img_mac/noimg.png
1000 | Hand fork-lift | HF-PR77 |  |  | PB3 WorkShop | AM-22 |  |  |  |  | 2019-05-01 00:00:00 |  | 2021-07-29 11:07 | ngmai1 | ./public/img_mac/noimg.png
1001 | Hand fork-lift | HF-PR78 |  |  | PB3 WorkShop | AM-22 |  |  |  |  | 2019-06-06 00:00:00 |  | 2021-07-29 11:07 | ngmai1 | ./public/img_mac/noimg.png
1002 | Hand fork-lift | HF-PR79 |  |  | PB3 Warehouse | AM-22 |  |  |  |  | 2019-06-06 00:00:00 |  | 2021-07-29 11:07 | ngmai1 | ./public/img_mac/noimg.png
1003 | Hand fork-lift | HF-PR80 |  |  | PB3 Warehouse | AM-22 |  |  |  |  | 2019-06-06 00:00:00 |  | 2021-07-29 11:07 | ngmai1 | ./public/img_mac/noimg.png
1004 | Hand fork-lift | HF-PR81 |  |  | PB3 QC | AM-22 |  |  |  | 15031017 | 2020-02-12 00:00:00 |  | 2021-07-29 11:07 | ngmai1 | ./public/img_mac/noimg.png
1005 | Hand fork-lift | HF-PR82 |  |  | PB3 WorkShop | AM-22 |  |  |  | 15031024 | 2020-02-12 00:00:00 |  | 2021-07-29 11:07 | ngmai1 | ./public/img_mac/noimg.png
1006 | Hand fork-lift | HF-PR83 |  |  | PB3 WorkShop | AM-22 |  |  |  | 15031029 | 2020-02-12 00:00:00 |  | 2021-07-29 11:07 | ngmai1 | ./public/img_mac/noimg.png
1007 | Hand fork-lift | HF-PR84 |  |  | PB3 Warehouse | AM-22 |  |  |  | 15031030 | 2020-02-12 00:00:00 |  | 2021-07-29 11:07 | ngmai1 | ./public/img_mac/noimg.png
1008 | Hand fork-lift | HF-WH01 |  |  | PB1 Warehouse | AM-22 |  |  |  | 14458972 |  |  | 2021-07-29 11:07 | ngmai1 | ./public/img_mac/noimg.png
1009 | Hand fork-lift | HF-WH02 |  |  | PB1 Warehouse | AM-22 |  |  |  | 14952491 |  |  | 2021-07-29 11:07 | ngmai1 | ./public/img_mac/noimg.png
1010 | Hand fork-lift | HF-WH03 |  |  | PB1 Warehouse | HPT-2500 |  |  |  | No |  |  | 2021-07-29 11:07 | ngmai1 | ./public/img_mac/noimg.png
1011 | Hand fork-lift | HF-WH04 |  |  | PB1 Warehouse | AM-22 |  |  |  | 14952549 |  |  | 2021-07-29 11:07 | ngmai1 | ./public/img_mac/noimg.png
1012 | Hand fork-lift | HF-WH05 |  |  | PB1 Warehouse | HPT-2500 |  |  |  | No |  |  | 2021-07-29 11:07 | ngmai1 | ./public/img_mac/noimg.png
1013 | Hand fork-lift | HF-WH06 |  |  | PB1 Warehouse | AM-22 |  |  |  | 14885132 |  |  | 2021-07-29 11:07 | ngmai1 | ./public/img_mac/noimg.png
1014 | Hand fork-lift | HF-WH07 |  |  | PB1 Warehouse | AM-22 |  |  |  | 14458982 |  |  | 2021-07-29 11:07 | ngmai1 | ./public/img_mac/noimg.png
1015 | Hand fork-lift | HF-WH08 |  |  | PB1 Warehouse | AM-22 |  |  |  | 144585134 |  |  | 2021-07-29 11:07 | ngmai1 | ./public/img_mac/noimg.png
1016 | Hand fork-lift | HF-WH09 |  |  | PB1 Warehouse | AM-22 |  |  |  | 14885133 |  |  | 2021-07-29 11:07 | ngmai1 | ./public/img_mac/noimg.png
1017 | Hand fork-lift | HF-WH10 |  |  | PB1 Warehouse | AM-22 |  |  |  | 14458985 |  |  | 2021-07-29 11:07 | ngmai1 | ./public/img_mac/noimg.png
1018 | Hand fork-lift | HF-WH11 |  |  | PB1 Warehouse | HPT-2500 |  |  |  | 15062082/037 |  |  | 2021-07-29 11:07 | ngmai1 | ./public/img_mac/noimg.png
1019 | Hand fork-lift | HF-WH12 |  |  | PB1 Warehouse | AM-22 |  |  |  | 14458985 |  |  | 2021-07-29 11:07 | ngmai1 | ./public/img_mac/noimg.png
1020 | Hand fork-lift | HF-WH13 |  |  | PB1 Workshop | AM-22 |  |  |  | 14112082/052 |  |  | 2021-07-29 11:07 | ngmai1 | ./public/img_mac/noimg.png
1021 | Hand fork-lift | HF-WH14 |  |  | PB1 Workshop | AM-22 |  |  |  | 144112082/601 |  |  | 2021-07-29 11:07 | ngmai1 | ./public/img_mac/noimg.png
1022 | Hand fork-lift | HF-WH15 |  |  | PB1 Workshop | HPT-2500 |  |  |  | 14999530 |  |  | 2021-07-29 11:07 | ngmai1 | ./public/img_mac/noimg.png
1023 | Hand fork-lift | HF-WH16 |  |  | PB1 Workshop | AM-22 |  |  |  | 14952493 |  |  | 2021-07-29 11:07 | ngmai1 | ./public/img_mac/noimg.png
1024 | Hand fork-lift | HF-WH17 |  |  | PB1 Workshop | AM-22 |  |  |  | 15102062/010 |  |  | 2021-07-29 11:07 | ngmai1 | ./public/img_mac/noimg.png
1025 | Hand fork-lift | HF-WH18 |  |  | PB1 Workshop | AM-22 |  |  |  | NO |  |  | 2021-07-29 11:07 | ngmai1 | ./public/img_mac/noimg.png
1026 | Hand fork-lift | HF-WH19 |  |  | PB1 Workshop | AM-22 |  |  |  | NO |  |  | 2021-07-29 11:07 | ngmai1 | ./public/img_mac/noimg.png
1027 | Hand fork-lift | HF-WH20 |  |  | PB1 Workshop | AM-22 |  |  |  | 14458972 |  |  | 2021-07-29 11:07 | ngmai1 | ./public/img_mac/noimg.png
1028 | Hand fork-lift | HF-WH21 |  |  | PB1 Workshop | HPT-2500 |  |  |  | 14952546 |  |  | 2021-07-29 11:07 | ngmai1 | ./public/img_mac/noimg.png
1029 | Hand fork-lift | HF-WH22 |  |  | PB1 Workshop | HPT-2500 |  |  |  | 15062082/016 |  |  | 2021-07-29 11:07 | ngmai1 | ./public/img_mac/noimg.png
1030 | Hand fork-lift | HF-WH23 |  |  | PB1 Workshop | HPT-2500 |  |  |  | 150032082/020 |  |  | 2021-07-29 11:07 | ngmai1 | ./public/img_mac/noimg.png
1031 | Hand fork-lift | HF-WH24 |  |  | PB1 Workshop | AM-22 |  |  |  | 14999569 |  |  | 2021-07-29 11:07 | ngmai1 | ./public/img_mac/noimg.png
1032 | Hand fork-lift | HF-WH25 |  |  | PB1 Workshop | HPT-2500 |  |  |  | 15102082/002 |  |  | 2021-07-29 11:07 | ngmai1 | ./public/img_mac/noimg.png
1033 | Hand fork-lift | HF-WH26 |  |  | PB1 Workshop | HPT-2500 |  |  |  | NO |  |  | 2021-07-29 11:07 | ngmai1 | ./public/img_mac/noimg.png
1034 | Hand fork-lift | HF-WH27 |  |  | PB1 Workshop | AM-22 |  |  |  | 14952544 |  |  | 2021-07-29 11:07 | ngmai1 | ./public/img_mac/noimg.png
1035 | Hand fork-lift | HF-WH28 |  |  | PB1 Workshop | HPT-2500 |  |  |  | NO |  |  | 2021-07-29 11:07 | ngmai1 | ./public/img_mac/noimg.png
1036 | Hand fork-lift | HF-WH29 |  |  | PB1 Workshop | HPT-2500 |  |  |  | NO |  |  | 2021-07-29 11:07 | ngmai1 | ./public/img_mac/noimg.png
1037 | Hand fork-lift | HF-WH30 |  |  | PB2 Warehouse | AM-22 |  |  |  | 14999538 |  |  | 2021-07-29 11:07 | ngmai1 | ./public/img_mac/noimg.png
1038 | Hand fork-lift | HF-WH31 |  |  | PB2 Warehouse | AM-22 |  |  |  | 14885138 |  |  | 2021-07-29 11:07 | ngmai1 | ./public/img_mac/noimg.png
1039 | Hand fork-lift | HF-WH32 |  |  | PB2 Warehouse | HPT-2500 |  |  |  | 15885136 |  |  | 2021-07-29 11:07 | ngmai1 | ./public/img_mac/noimg.png
1040 | Hand fork-lift | HF-WH33 |  |  | PB2 Warehouse | AM-22 |  |  |  | 14885137 |  |  | 2021-07-29 11:07 | ngmai1 | ./public/img_mac/noimg.png
1041 | Hand fork-lift | HF-WH34 |  |  | PB2 Warehouse | HPT-2500 |  |  |  | NO |  |  | 2021-07-29 11:07 | ngmai1 | ./public/img_mac/noimg.png
1042 | Hand fork-lift | HF-WH35 |  |  | PB2 Warehouse | HPT-2500 |  |  |  | NO |  |  | 2021-07-29 11:07 | ngmai1 | ./public/img_mac/noimg.png
1043 | Hand fork-lift | HF-WH36 |  |  | PB2 Warehouse | AM-22 |  |  |  | 14885140 |  |  | 2021-07-29 11:07 | ngmai1 | ./public/img_mac/noimg.png
1044 | Hand fork-lift | HF-WH37 |  |  | PB2 Warehouse | AM-22 |  |  |  | 14999546 |  |  | 2021-07-29 11:07 | ngmai1 | ./public/img_mac/noimg.png
1045 | Hand fork-lift | HF-WH38 |  |  | PB2 Warehouse | AM-22 |  |  |  | 14454893 |  |  | 2021-07-29 11:07 | ngmai1 | ./public/img_mac/noimg.png
1046 | Hand fork-lift | HF-WH39 |  |  | PB2 Warehouse | HPT-2500 |  |  |  | NO |  |  | 2021-07-29 11:07 | ngmai1 | ./public/img_mac/noimg.png
1047 | Hand fork-lift | HF-WH40 |  |  | PB2 Warehouse | HPT-2500 |  |  |  | NO |  |  | 2021-07-29 11:07 | ngmai1 | ./public/img_mac/noimg.png
1048 | Hand fork-lift | HF-WH61 |  |  | PB3 Warehouse | AM-22 |  |  |  | 14952510 | 2019-04-11 00:00:00 |  | 2021-07-29 11:07 | ngmai1 | ./public/img_mac/noimg.png
1049 | Hand fork-lift | HF-WH62 |  |  | PB3 Warehouse | AM-22 |  |  |  | 14999531 | 2019-04-11 00:00:00 |  | 2021-07-29 11:07 | ngmai1 | ./public/img_mac/noimg.png
1050 | Hand fork-lift | HF-WH63 |  |  | PB3 Warehouse | AM-22 |  |  |  | 14952547 | 2019-04-11 00:00:00 |  | 2021-07-29 11:07 | ngmai1 | ./public/img_mac/noimg.png
1051 | Hand fork-lift | HF-WH64 |  |  | PB3 Warehouse | AM-22 |  |  |  | 14999528 | 2019-04-11 00:00:00 |  | 2021-07-29 11:07 | ngmai1 | ./public/img_mac/noimg.png
1052 | Hand fork-lift | HF-WH65 |  |  | PB3 Warehouse | AM-22 |  |  |  | 14999526 | 2019-04-11 00:00:00 |  | 2021-07-29 11:07 | ngmai1 | ./public/img_mac/noimg.png
1053 | Hand grass cutting machine | CL-HGC1 | [10 empty] | 2021-07-29 11:07 | ngmai1 | ./public/img_mac/noimg.png
1054 | Hand grass cutting machine | CL-HGC2 | [10 empty] | 2021-07-29 11:07 | ngmai1 | ./public/img_mac/noimg.png
1055 | Hand grass cutting machine | CL-HGC3 |  |  |  | US2T |  |  |  | UMK435 |  |  | 2021-07-29 11:07 | ngmai1 | ./public/img_mac/noimg.png
1056 | Hand grass cutting machine | CL-HGC4 |  |  |  | DLM431 | [6 empty] | 2021-07-29 11:07 | ngmai1 | ./public/img_mac/noimg.png
1057 | Heat sensor alarm | FA-HD1÷2 |  |  | PB1 Generator room | [5 empty] | 2008 |  | 2021-07-29 11:07 | ngmai1 | ./public/img_mac/noimg.png
1058 | Heat wheel | AC-HW01 | AC-SA | PB1 | PB1 Outside | HRN- 2600 |  |  |  |  | 2008 |  | 2021-07-29 11:07 | ngmai1 | ./public/img_mac/noimg.png
1059 | Heat wheel exhaust fan | AC-EX01 | AC-SA | PB1 | PB1 Outside | EAF-1 - Inverter |  |  |  |  | 2008 |  | 2021-07-29 11:07 | ngmai1 | ./public/img_mac/noimg.png
1060 | Hose Reel | FF-HR1 |  |  | PB1 Outside Door #15 | flowrate-60LPM/PSI |  |  |  |  | 2007 |  | 2021-07-29 11:07 | ngmai1 | ./public/img_mac/noimg.png
1061 | Hose Reel | FF-HR2 |  |  | PB1 Outside Door #14 | flowrate-60LPM/PSI |  |  |  |  | 2007 |  | 2021-07-29 11:07 | ngmai1 | ./public/img_mac/noimg.png
1062 | Hose Reel | FF-HR3 |  |  | PB1 Outside Door # 3 | flowrate-60LPM/PSI |  |  |  |  | 2007 |  | 2021-07-29 11:07 | ngmai1 | ./public/img_mac/noimg.png
1063 | Hose Reel | FF-HR4 |  |  | PB1 Outside Door # 4 | flowrate-60LPM/PSI |  |  |  |  | 2007 |  | 2021-07-29 11:07 | ngmai1 | ./public/img_mac/noimg.png
1064 | Hose Reel | FF-HR5 |  |  | PB1 Warehouse Dock shipping | flowrate-60LPM/PSI |  |  |  |  | 2007 |  | 2021-07-29 11:07 | ngmai1 | ./public/img_mac/noimg.png
1065 | Hose Reel | FF-HR6 |  |  | PB1 Outside Door #11 | flowrate-60LPM/PSI |  |  |  |  | 2007 |  | 2021-07-29 11:07 | ngmai1 | ./public/img_mac/noimg.png
1066 | Hose Reel | FF-HR7 |  |  | PB1 Warehouse Dock loading | flowrate-60LPM/PSI |  |  |  |  | 2007 |  | 2021-07-29 11:07 | ngmai1 | ./public/img_mac/noimg.png
1067 | Hose Reel | FF-HR8 |  |  | PB1 Outside Door # 1 | flowrate-60LPM/PSI |  |  |  |  | 2007 |  | 2021-07-29 11:07 | ngmai1 | ./public/img_mac/noimg.png
1068 | Hose Reel | FF-HR9 |  |  | PB1 Outside Door # 2 | flowrate-60LPM/PSI |  |  |  |  | 2007 |  | 2021-07-29 11:07 | ngmai1 | ./public/img_mac/noimg.png
1069 | Hose Reel | FF-HR10 |  |  | PB1 Main office | flowrate-60LPM/PSI |  |  |  |  | 2007 |  | 2021-07-29 11:07 | ngmai1 | ./public/img_mac/noimg.png
1070 | Hose Reel | FF-HR11 |  |  | PB1 workshop line 5 | flowrate-60LPM/PSI |  |  |  |  | 2007 |  | 2021-07-29 11:07 | ngmai1 | ./public/img_mac/noimg.png
1071 | Hose Reel | FF-HR12 |  |  | PB1 workshop line 51 | flowrate-60LPM/PSI |  |  |  |  | 2007 |  | 2021-07-29 11:07 | ngmai1 | ./public/img_mac/noimg.png
1072 | Hose Reel | FF-HR13 |  |  | PB1 Warehouse shiping | flowrate-60LPM/PSI |  |  |  |  | 2007 |  | 2021-07-29 11:07 | ngmai1 | ./public/img_mac/noimg.png
1073 | Hose Reel | FF-HR14 |  |  | PB1 workshop line 108 | flowrate-60LPM/PSI |  |  |  |  | 2015 |  | 2021-07-29 11:07 | ngmai1 | ./public/img_mac/noimg.png
1074 | Hose Reel | FF-HR15 |  |  | PB1 workshop line113 | flowrate-60LPM/PSI |  |  |  |  | 2007 |  | 2021-07-29 11:07 | ngmai1 | ./public/img_mac/noimg.png
1075 | Hose Reel | FF-HR16 |  |  | PB1 workshop line 25 | flowrate-60LPM/PSI |  |  |  |  | 2015 |  | 2021-07-29 11:07 | ngmai1 | ./public/img_mac/noimg.png
1076 | Hose Reel | FF-HR17 |  |  | PB2 Workshop Line 252 | flowrate-100LPM/PSI |  |  |  |  | 2010 |  | 2021-07-29 11:07 | ngmai1 | ./public/img_mac/noimg.png
1077 | Hose Reel | FF-HR18 |  |  | PB2 Workshop Door #08 | flowrate-100LPM/PSI |  |  |  |  | 2010 |  | 2021-07-29 11:07 | ngmai1 | ./public/img_mac/noimg.png
1078 | Hose Reel | FF-HR19 |  |  | PB2 Workshop Line 352 | flowrate-100LPM/PSI |  |  |  |  | 2010 |  | 2021-07-29 11:07 | ngmai1 | ./public/img_mac/noimg.png
1079 | Hose Reel | FF-HR20 |  |  | PB2 Warehouse Door # 12 | flowrate-100LPM/PSI |  |  |  |  | 2010 |  | 2021-07-29 11:07 | ngmai1 | ./public/img_mac/noimg.png
1080 | Hose Reel | FF-HR21 |  |  | PB2 Warehouse Dock # 04 | flowrate-100LPM/PSI |  |  |  |  | 2010 |  | 2021-07-29 11:07 | ngmai1 | ./public/img_mac/noimg.png
1081 | Hose Reel | FF-HR22 |  |  | PB2 Workshop line 269 | flowrate-100LPM/PSI |  |  |  |  | 2010 |  | 2021-07-29 11:07 | ngmai1 | ./public/img_mac/noimg.png
1082 | Hose Reel | FF-HR23 |  |  | PB2 Workshop door # 14 | flowrate-100LPM/PSI |  |  |  |  | 2010 |  | 2021-07-29 11:07 | ngmai1 | ./public/img_mac/noimg.png
1083 | Hose Reel | FF-HR24 |  |  | PB2 Outside Near packing | flowrate-100LPM/PSI |  |  |  |  | 2010 |  | 2021-07-29 11:07 | ngmai1 | ./public/img_mac/noimg.png
1084 | Hose Reel | FF-HR25 |  |  | PB2 Outside Near door# 11 | flowrate-100LPM/PSI |  |  |  |  | 2010 |  | 2021-07-29 11:07 | ngmai1 | ./public/img_mac/noimg.png
1085 | Hose Reel | FF-HR26 |  |  | PB2 Outside Near Gate A1 | flowrate-100LPM/PSI |  |  |  |  | 2010 |  | 2021-07-29 11:07 | ngmai1 | ./public/img_mac/noimg.png
1086 | Hose Reel | FF-HR27 |  |  | PB2 Outside Near water tank | flowrate-100LPM/PSI |  |  |  |  | 2010 |  | 2021-07-29 11:07 | ngmai1 | ./public/img_mac/noimg.png
1087 | Hose Reel | FF-HR28 |  |  | PB2 Outside Door# 1 | flowrate-100LPM/PSI |  |  |  |  | 2010 |  | 2021-07-29 11:07 | ngmai1 | ./public/img_mac/noimg.png
1088 | Hose Reel | FF-HR29 |  |  | PB2 Canteen | flowrate-100LPM/PSI |  |  |  |  | 2010 |  | 2021-07-29 11:07 | ngmai1 | ./public/img_mac/noimg.png
1089 | Hose Reel | FF-HR30 |  |  | PB2 Canteen | flowrate-100LPM/PSI |  |  |  |  | 2010 |  | 2021-07-29 11:07 | ngmai1 | ./public/img_mac/noimg.png
1090 | Hose Reel | FF-HR31 |  |  | PB3 Workshop Near WC | flowrate-60LPM/PSI |  |  |  |  | 2017 |  | 2021-07-29 11:07 | ngmai1 | ./public/img_mac/noimg.png
1091 | Hose Reel | FF-HR32 |  |  | PB3 Workshop Door# 13 | flowrate-60LPM/PSI |  |  |  |  | 2017 |  | 2021-07-29 11:07 | ngmai1 | ./public/img_mac/noimg.png
1092 | Hose Reel | FF-HR33 |  |  | PB3 Workshop Door# 16 | flowrate-60LPM/PSI |  |  |  |  | 2017 |  | 2021-07-29 11:07 | ngmai1 | ./public/img_mac/noimg.png
1093 | Hose Reel | FF-HR34 |  |  | PB3 Workshop near Trast room | flowrate-60LPM/PSI |  |  |  |  | 2017 |  | 2021-07-29 11:07 | ngmai1 | ./public/img_mac/noimg.png
1094 | Hose Reel | FF-HR35 |  |  | PB3 Workshop Door# 9 | flowrate-60LPM/PSI |  |  |  |  | 2017 |  | 2021-07-29 11:07 | ngmai1 | ./public/img_mac/noimg.png
1095 | Hose Reel | FF-HR36 |  |  | PB3 Warehouse | flowrate-60LPM/PSI |  |  |  |  | 2017 |  | 2021-07-29 11:07 | ngmai1 | ./public/img_mac/noimg.png
1096 | Hose Reel | FF-HR37 |  |  | PB3 Warehouse Door# 22 | flowrate-60LPM/PSI |  |  |  |  | 2017 |  | 2021-07-29 11:07 | ngmai1 | ./public/img_mac/noimg.png
1097 | Hose Reel | FF-HR38 |  |  | PB3 Outside Door# 01 | flowrate-60LPM/PSI |  |  |  |  | 2017 |  | 2021-07-29 11:07 | ngmai1 | ./public/img_mac/noimg.png
1098 | Hose Reel | FF-HR39 |  |  | PB3 Outside Door# 17 | flowrate-60LPM/PSI |  |  |  |  | 2017 |  | 2021-07-29 11:07 | ngmai1 | ./public/img_mac/noimg.png
1099 | Hose Reel | FF-HR40 |  |  | PB3 Outside Door# 19 | flowrate-60LPM/PSI |  |  |  |  | 2017 |  | 2021-07-29 11:07 | ngmai1 | ./public/img_mac/noimg.png
1100 | Hose Reel | FF-HR41 |  |  | PB3 Outside Door# 21 | flowrate-60LPM/PSI |  |  |  |  | 2017 |  | 2021-07-29 11:07 | ngmai1 | ./public/img_mac/noimg.png
1101 | Hose Reel | FF-HR42 |  |  | PB3 Outside Packing | flowrate-60LPM/PSI |  |  |  |  | 2017 |  | 2021-07-29 11:07 | ngmai1 | ./public/img_mac/noimg.png
1102 | Hose Reel | FF-HR43 |  |  | PB3 Outside Packing | flowrate-60LPM/PSI |  |  |  |  | 2017 |  | 2021-07-29 11:07 | ngmai1 | ./public/img_mac/noimg.png
1103 | HVLF Ceiling Fan | FN-HVLF1 |  |  | PB3 Workshop | HVLF 5300- CNVM1H-0695-13 |  |  |  |  | 2018 |  | 2021-07-29 11:07 | ngmai1 | ./public/img_mac/noimg.png
1104 | HVLF Ceiling Fan | FN-HVLF2 |  |  | PB3 Workshop | HVLF 5300- CNVM1H-0695-13 |  |  |  |  | 2018 |  | 2021-07-29 11:07 | ngmai1 | ./public/img_mac/noimg.png
1105 | HVLF Ceiling Fan | FN-HVLF3 |  |  | PB3 Workshop | HVLF 5300- CNVM1H-0695-13 |  |  |  |  | 2018 |  | 2021-07-29 11:07 | ngmai1 | ./public/img_mac/noimg.png
1106 | HVLF Ceiling Fan | FN-HVLF4 |  |  | PB3 Workshop | HVLF 5300- CNVM1H-0695-13 |  |  |  |  | 2018 |  | 2021-07-29 11:07 | ngmai1 | ./public/img_mac/noimg.png
1107 | HVLF Ceiling Fan | FN-HVLF5 |  |  | PB3 Workshop | HVLF 5300- CNVM1H-0695-13 |  |  |  |  | 2018 |  | 2021-07-29 11:07 | ngmai1 | ./public/img_mac/noimg.png
1108 | Lightning protection system-01 | LN-01 |  |  | PB1 Outside | Lightning protection system-01 |  |  |  |  | 2008 |  | 2021-07-29 11:07 | ngmai1 | ./public/img_mac/noimg.png
1109 | Lightning protection system-02 | LN-02 |  |  | PB1 Water tower | [5 empty] | 2011 |  | 2021-07-29 11:07 | ngmai1 | ./public/img_mac/noimg.png
1110 | Lightning protection system-03 | LN-03 |  |  | PB2 Outside |  |  |  |  | 01B | 2010 |  | 2021-07-29 11:07 | ngmai1 | ./public/img_mac/noimg.png
1111 | Lightning protection system-04 | LN-04 |  |  | PB3 Outside | [5 empty] | 2017 |  | 2021-07-29 11:07 | ngmai1 | ./public/img_mac/noimg.png
1112 | Linde E20P no.18 | FL-E2018 |  |  | PB1 Warehouse | E20P |  |  |  | SN: C1X335 A01254 |  |  | 2021-07-29 11:07 | ngmai1 | ./public/img_mac/noimg.png
1113 | Linde H20T no.19 | FL-H2019 |  |  | PB1 Warehouse | H20T |  |  |  | SN: C1X350 W00845 |  |  | 2021-07-29 11:07 | ngmai1 | ./public/img_mac/noimg.png
1114 | Linde H30T no.20 | FL-H3020 |  |  | PB1 Warehouse | H30T |  |  |  | SN: C1X351 W01964 |  |  | 2021-07-29 11:07 | ngmai1 | ./public/img_mac/noimg.png
1115 | Load tranfer cart | CT-LTC1 | [10 empty] | 2021-07-29 11:07 | ngmai1 | ./public/img_mac/noimg.png
1116 | Load tranfer cart | CT-LTC2 | [10 empty] | 2021-07-29 11:07 | ngmai1 | ./public/img_mac/noimg.png
1117 | Load tranfer cart | CT-LTC3 | [10 empty] | 2021-07-29 11:07 | ngmai1 | ./public/img_mac/noimg.png
1118 | LPG Pipe system | GA-GP |  |  | PB2 Inside canteen | [5 empty] | 2010 |  | 2021-07-29 11:07 | ngmai1 | ./public/img_mac/noimg.png
1119 | LPG Vaporizer | GA-GV1 |  |  | PB2 Outside canteen | UPT-7-UG |  |  |  | UPT1003-12 | 2010 |  | 2021-07-29 11:07 | ngmai1 | ./public/img_mac/noimg.png
1120 | Machine room | LE-LT7 |  |  | PB1 Machine Area (inside Plans) | SJLITE -T5 EB-Economy TL6 |  |  |  | 2x 28W-240V | 2008 |  | 2021-07-29 11:07 | ngmai1 | ./public/img_mac/noimg.png
1121 | Machine room | LE-LT9 |  |  | PB1 Machine Area near Pad room, | Apolo led 42A |  |  |  | 2x 28W-240V | 2019 |  | 2021-07-29 11:07 | ngmai1 | ./public/img_mac/noimg.png
1122 | Meat grinder SIRMAN | CT-MC1 |  |  |  | TC 22 E VENT | [6 empty] | 2021-07-29 11:07 | ngmai1 | ./public/img_mac/noimg.png
1123 | Meat grinder ZQ 180 | CT-MC2 |  |  |  | ZQ 180 | [6 empty] | 2021-07-29 11:07 | ngmai1 | ./public/img_mac/noimg.png
1124 | Meat grinder ZQ 180 | CT-MC3 |  |  |  | ZQ 180 | [6 empty] | 2021-07-29 11:07 | ngmai1 | ./public/img_mac/noimg.png
1125 | Micro water filter | CO-WF01 | AC-CT | PB1 | PB1 Air-comp room | DD/PDP-850F (DD105F) |  |  |  | APF133891 | 2008-07-01 00:00:00 |  | 2021-07-29 11:07 | ngmai1 | ./public/img_mac/noimg.png
1126 | Micro water filter | CO-WF02 | AC-EX | PB1 | PB2 Air-comp room | PD/PDP-850F (PD780F) |  |  |  |  | 2010 |  | 2021-07-29 11:07 | ngmai1 | ./public/img_mac/noimg.png
1127 | Micro water filter | CO-WF03 | AC-EX | PB1 | PB2 Air-comp room | DD/DDP-850F (DD780F) |  |  |  |  | 2010 |  | 2021-07-29 11:07 | ngmai1 | ./public/img_mac/noimg.png
1128 | MiMIC panel( PA panel) | FA-PA1 |  |  | PB2 Workshop | FN-LCD-N-RT |  |  |  |  | 2010 |  | 2021-07-29 11:07 | ngmai1 | ./public/img_mac/noimg.png
1129 | Mixer | PA-MI2 |  |  | PB2 Production office | PLE_1MA030-EU |  |  |  |  | 2010 |  | 2021-07-29 11:07 | ngmai1 | ./public/img_mac/noimg.png
1130 | Mixer | PA-MI3 |  |  | PB2Canteen | PLE_1MA030-EU |  |  |  |  | 2011 |  | 2021-07-29 11:07 | ngmai1 | ./public/img_mac/noimg.png
1131 | Mixer | PA-MI4 |  |  | PB3 IT-room | PLE_1MA030-EU | [6 empty] | 2021-07-29 11:07 | ngmai1 | ./public/img_mac/noimg.png
1132 | Module cách ly | DCP-SCI1÷4 |  |  | PB2 Workshop | SCI |  |  |  |  | 28/3/2020 |  | 2021-07-29 11:07 | ngmai1 | ./public/img_mac/noimg.png
1133 | MSB-SUB-3 Panel | LE-MSB3 | LE-SB | PB2 | PB3 Generator room | 1600A, 400VAC |  |  |  |  | 2017 |  | 2021-07-29 11:07 | ngmai1 | ./public/img_mac/noimg.png
1134 | Needles detector machine | QC-ND1 |  |  | PB2 Workshop | HN-770G-100 |  |  |  | 8011 | 2014 |  | 2021-07-29 11:07 | ngmai1 | ./public/img_mac/noimg.png
1135 | Oil Pump | GE-OP2 |  |  | PB2 Generator room | [5 empty] | 2010 |  | 2021-07-29 11:07 | ngmai1 | ./public/img_mac/noimg.png
1136 | Oil Pump | GE-OP3 |  |  | PB2 Generator room | [5 empty] | 2010 |  | 2021-07-29 11:07 | ngmai1 | ./public/img_mac/noimg.png
1137 | Oil Pump | GE-OP4 |  |  | PB3 Generator room | [5 empty] | 2017 |  | 2021-07-29 11:07 | ngmai1 | ./public/img_mac/noimg.png
1138 | Oil Pump | GE-OP5 |  |  | PB3 Generator room | [5 empty] | 2017 |  | 2021-07-29 11:07 | ngmai1 | ./public/img_mac/noimg.png
1139 | Oil Pump | GE-OP01 |  |  | PB1 Generator room | OP |  |  |  | X |  |  | 2021-07-29 11:07 | ngmai1 | ./public/img_mac/noimg.png
1140 | Oil Pump | GE-OP02 |  |  | PB1 Generator room | [5 empty] | 2008 |  | 2021-07-29 11:07 | ngmai1 | ./public/img_mac/noimg.png
1141 | Oven cabinet No:01 | CT-OC1 | [10 empty] | 2021-07-29 11:07 | ngmai1 | ./public/img_mac/noimg.png
1142 | Oven cabinet No:02 | CT-OC2 |  |  |  | TR-34X | [6 empty] | 2021-07-29 11:07 | ngmai1 | ./public/img_mac/noimg.png
1143 | Oven cabinet No:03 | CT-OC3 |  |  |  | CKFL3-10T | [6 empty] | 2021-07-29 11:07 | ngmai1 | ./public/img_mac/noimg.png
1144 | Oven cabinet No:03 | CT-OC4 |  |  |  | CKFL3-10T | [6 empty] | 2021-07-29 11:07 | ngmai1 | ./public/img_mac/noimg.png
1145 | Packing table | PR-PKT1÷17 |  |  | PB1 Workshop | Mẫu |  |  |  |  | 2015 |  | 2021-07-29 11:07 | ngmai1 | ./public/img_mac/noimg.png
1146 | Paking light | LE-LT11 |  |  | PB1 Packing | Apolo led 18A |  |  |  | 1x18W | 2017 |  | 2021-07-29 11:07 | ngmai1 | ./public/img_mac/noimg.png
1147 | Paking light | LE-LT20 |  |  | PB2 Packing | Apolo led 18A |  |  |  | 1x42W | 2017 |  | 2021-07-29 11:07 | ngmai1 | ./public/img_mac/noimg.png
1148 | Pest Light | LT-PL1÷10 | [10 empty] | 2021-07-29 11:07 | ngmai1 | ./public/img_mac/noimg.png
1149 | Power metter Security room A1 | LE-PM14 | LE-DB | PB3 | PB1 Security room DBBV1 | MV3E43T |  |  |  |  | 2015 |  | 2021-07-29 11:07 | ngmai1 | ./public/img_mac/noimg.png
1150 | Power metter Security room A2 | LE-PM15 | LE-DB | PB1 | PB1 Security room DBBV2 | MV3E43T |  |  |  |  | 2015 |  | 2021-07-29 11:07 | ngmai1 | ./public/img_mac/noimg.png
1151 | Power metter AC Mezzanine | LE-PM11 | LE-DB | PB3 | PB1 Zone 3 DBPZ3 | MV3 E4 |  |  |  |  | 2015 |  | 2021-07-29 11:07 | ngmai1 | ./public/img_mac/noimg.png
1152 | Power metter ACCT | LE-PM48 | LE-SB | PB2 | PB2 Canteen DB21 | PM 5350 |  |  |  |  | 2015 |  | 2021-07-29 11:07 | ngmai1 | ./public/img_mac/noimg.png
1153 | Power metter BVA3 | LE-PM49 | LE-SB | PB2 | PB2 gate A3 room | PM 5350 |  |  |  |  | 2015 |  | 2021-07-29 11:07 | ngmai1 | ./public/img_mac/noimg.png
1154 | Power metter Clinic room | LE-PM70 | LE-DB | PB3 | PB1 Clinic room | 3P-MV3 E4 |  |  |  |  | 2017 |  | 2021-07-29 11:07 | ngmai1 | ./public/img_mac/noimg.png
1155 | Power metter DB1 | LE-PM17 | LE-SB | PB1 | PB2 Generator room | 3P-MV3 E4 |  |  |  |  | 2015 |  | 2021-07-29 11:07 | ngmai1 | ./public/img_mac/noimg.png
1156 | Power metter DB10 | LE-PM26 | LE-SB | PB1 | PB2 Generator room | 3P-MV3 E4 |  |  |  |  | 2015 |  | 2021-07-29 11:07 | ngmai1 | ./public/img_mac/noimg.png
1157 | Power metter DB11 | LE-PM27 | LE-SB | PB1 | PB2 Generator room | 3P-MV3 E4 |  |  |  |  | 2015 |  | 2021-07-29 11:07 | ngmai1 | ./public/img_mac/noimg.png
1158 | Power metter DB12 | LE-PM28 | LE-SB | PB1 | PB2 Generator room | 3P-MV3 E4 |  |  |  |  | 2015 |  | 2021-07-29 11:07 | ngmai1 | ./public/img_mac/noimg.png
1159 | Power metter DB13 | LE-PM29 | LE-SB | PB1 | PB2 Generator room | 3P-MV3 E4 |  |  |  |  | 2015 |  | 2021-07-29 11:07 | ngmai1 | ./public/img_mac/noimg.png
1160 | Power metter DB14 | LE-PM30 | LE-SB | PB1 | PB2 Generator room | 3P-MV3 E4 |  |  |  |  | 2015 |  | 2021-07-29 11:07 | ngmai1 | ./public/img_mac/noimg.png
1161 | Power metter DB15 | LE-PM31 | LE-SB | PB1 | PB2 Generator room | 3P-MV3 E4 |  |  |  |  | 2015 |  | 2021-07-29 11:07 | ngmai1 | ./public/img_mac/noimg.png
1162 | Power metter DB16 | LE-PM32 | LE-SB | PB1 | PB2 Generator room | 3P-MV3 E4 |  |  |  |  | 2015 |  | 2021-07-29 11:07 | ngmai1 | ./public/img_mac/noimg.png
1163 | Power metter DB17 | LE-PM33 | LE-SB | PB2 | PB2 Generator room | 3P-MV3 E4 |  |  |  |  | 2015 |  | 2021-07-29 11:07 | ngmai1 | ./public/img_mac/noimg.png
1164 | Power metter DB18 | LE-PM34 | LE-SB | PB2 | PB2 Generator room | 3P-MV3 E4 |  |  |  |  | 2015 |  | 2021-07-29 11:07 | ngmai1 | ./public/img_mac/noimg.png
1165 | Power metter DB19 | LE-PM35 | LE-SB | PB2 | PB2 Generator room | 3P-MV3 E4 |  |  |  |  | 2015 |  | 2021-07-29 11:07 | ngmai1 | ./public/img_mac/noimg.png
1166 | Power metter DB2 | LE-PM18 | LE-SB | PB1 | PB2 Generator room | 3P-MV3 E4 |  |  |  |  | 2015 |  | 2021-07-29 11:07 | ngmai1 | ./public/img_mac/noimg.png
1167 | Power metter DB20 | LE-PM36 | LE-SB | PB2 | PB2 Generator room | 3P-MV3 E4 |  |  |  |  | 2015 |  | 2021-07-29 11:07 | ngmai1 | ./public/img_mac/noimg.png
1168 | Power metter DB21 | LE-PM37 | LE-SB | PB2 | PB2 Generator room | PM 710 |  |  |  |  | 2015 |  | 2021-07-29 11:07 | ngmai1 | ./public/img_mac/noimg.png
1169 | Power metter DB3 | LE-PM19 | LE-SB | PB1 | PB2 Generator room | 3P-MV3 E4 |  |  |  |  | 2015 |  | 2021-07-29 11:07 | ngmai1 | ./public/img_mac/noimg.png
1170 | Power metter DB4 | LE-PM20 | LE-SB | PB1 | PB2 Generator room | 3P-MV3 E4 |  |  |  |  | 2015 |  | 2021-07-29 11:07 | ngmai1 | ./public/img_mac/noimg.png
1171 | Power metter DB5 | LE-PM21 | LE-SB | PB1 | PB2 Generator room | 3P-MV3 E4 |  |  |  |  | 2015 |  | 2021-07-29 11:07 | ngmai1 | ./public/img_mac/noimg.png
1172 | Power metter DB6 | LE-PM22 | LE-SB | PB1 | PB2 Generator room | 3P-MV3 E4 |  |  |  |  | 2015 |  | 2021-07-29 11:07 | ngmai1 | ./public/img_mac/noimg.png
1173 | Power metter DB7 | LE-PM23 | LE-SB | PB1 | PB2 Generator room | 3P-MV3 E4 |  |  |  |  | 2015 |  | 2021-07-29 11:07 | ngmai1 | ./public/img_mac/noimg.png
1174 | Power metter DB8 | LE-PM24 | LE-SB | PB1 | PB2 Generator room | 3P-MV3 E4 |  |  |  |  | 2015 |  | 2021-07-29 11:07 | ngmai1 | ./public/img_mac/noimg.png
1175 | Power metter DB9 | LE-PM25 | LE-SB | PB1 | PB2 Generator room | 3P-MV3 E4 |  |  |  |  | 2015 |  | 2021-07-29 11:07 | ngmai1 | ./public/img_mac/noimg.png
1176 | Power metter DBCO | LE-PM58 |  |  | PB3 Air compressure room | PM.2000 |  |  |  |  | 2017 |  | 2021-07-29 11:07 | ngmai1 | ./public/img_mac/noimg.png
1177 | Power metter DBDUST | LE-PM65 |  |  | PB3 Workshop | PM.2000 |  |  |  |  | 2017 |  | 2021-07-29 11:07 | ngmai1 | ./public/img_mac/noimg.png
1178 | Power metter DBFAC | LE-PM52 |  |  | PB3 Workshop | PM.2000 |  |  |  |  | 2017 |  | 2021-07-29 11:07 | ngmai1 | ./public/img_mac/noimg.png
1179 | Power metter DBFAN1 | LE-PM54 |  |  | PB3 Workshop | PM.2000 |  |  |  |  | 2017 |  | 2021-07-29 11:07 | ngmai1 | ./public/img_mac/noimg.png
1180 | Power metter DBFAN1 | LE-PM55 |  |  | PB3 Workshop | PM.2000 |  |  |  |  | 2017 |  | 2021-07-29 11:07 | ngmai1 | ./public/img_mac/noimg.png
1181 | Power metter DBFAN3 | LE-PM62 |  |  | PB3 Workshop | PM.2000 |  |  |  |  | 2017 |  | 2021-07-29 11:07 | ngmai1 | ./public/img_mac/noimg.png
1182 | Power metter DBFFP | LE-PM59 |  |  | PB3 Pump room | PM.2000 |  |  |  |  | 2017 |  | 2021-07-29 11:07 | ngmai1 | ./public/img_mac/noimg.png
1183 | Power metter DBHVLF | LE-PM56 |  |  | PB3 Workshop | PM.2000 |  |  |  |  | 2017 |  | 2021-07-29 11:07 | ngmai1 | ./public/img_mac/noimg.png
1184 | Power metter DBLPQC | LE-PM63 |  |  | PB3 Warehouse | PM.2000 |  |  |  |  | 2017 |  | 2021-07-29 11:07 | ngmai1 | ./public/img_mac/noimg.png
1185 | Power metter DBM1 | LE-PM66 |  |  | PB3 Workshop | PM.2000 |  |  |  |  | 2017 |  | 2021-07-29 11:07 | ngmai1 | ./public/img_mac/noimg.png
1186 | Power metter DBM2 | LE-PM67 |  |  | PB3 Workshop | PM.2000 |  |  |  |  | 2017 |  | 2021-07-29 11:07 | ngmai1 | ./public/img_mac/noimg.png
1187 | Power metter DBMC | LE-PM51 |  |  | PB3 Workshop | PM.2000 |  |  |  |  | 2017 |  | 2021-07-29 11:07 | ngmai1 | ./public/img_mac/noimg.png
1188 | Power metter DBMEC | LE-PM61 |  |  | PB3 Mechanic Workshop | PM.2000 |  |  |  |  | 2017 |  | 2021-07-29 11:07 | ngmai1 | ./public/img_mac/noimg.png
1189 | Power metter DBOFF | LE-PM57 |  |  | PB3 Workshop | PM.2000 |  |  |  |  | 2017 |  | 2021-07-29 11:07 | ngmai1 | ./public/img_mac/noimg.png
1190 | Power metter DBTRAS | LE-PM64 |  |  | PB3 Workshop | PM.2000 |  |  |  |  | 2017 |  | 2021-07-29 11:07 | ngmai1 | ./public/img_mac/noimg.png
1191 | Power metter DBWH | LE-PM53 |  |  | PB3 Workshop | PM.2000 |  |  |  |  | 2017 |  | 2021-07-29 11:07 | ngmai1 | ./public/img_mac/noimg.png
1192 | Power metter DBWSP | LE-PM60 |  |  | PB3 Pump room | PM.2000 |  |  |  |  | 2017 |  | 2021-07-29 11:07 | ngmai1 | ./public/img_mac/noimg.png
1193 | Power metter E corner | LE-PM8 | LE-DB | PB3 | PB1 Employ corrner DB E corner | MV3E43T |  |  |  |  | 2015 |  | 2021-07-29 11:07 | ngmai1 | ./public/img_mac/noimg.png
1194 | Power metter for AC 1 | LE-PM1 | LE-DB | PB3 | PB1 LVSB room DB MSB | PM 710 |  |  |  |  | 2015 |  | 2021-07-29 11:07 | ngmai1 | ./public/img_mac/noimg.png
1195 | Power metter for AC 2 | LE-PM2 | LE-DB | PB3 | PB1 LVSB room DB MSB | PM 710 |  |  |  |  | 2015 |  | 2021-07-29 11:07 | ngmai1 | ./public/img_mac/noimg.png
1196 | Power metter for Air-comp machines | LE-PM3 | LE-DB | PB3 | PB1 LVSB room DB MSB | PM 710 |  |  |  |  | 2015 |  | 2021-07-29 11:07 | ngmai1 | ./public/img_mac/noimg.png
1197 | Power metter for all | LE-PM12 | LE-DB | PB3 | PB1 LVSB room DB MSB | PM 5350 |  |  |  |  | 2015 |  | 2021-07-29 11:07 | ngmai1 | ./public/img_mac/noimg.png
1198 | Power metter for all | LE-PM50 |  |  | PB3 Generator room | PM.2000 |  |  |  |  | 2017 |  | 2021-07-29 11:07 | ngmai1 | ./public/img_mac/noimg.png
1199 | Power metter for all | LE-PM71 | LE-DB | PB3 | PB1 Total metter | PM 710 |  |  |  |  | 2010 |  | 2021-07-29 11:07 | ngmai1 | ./public/img_mac/noimg.png
1200 | Power metter for FM workshop | LE-PM16 | LE-DB | PB3 | PB1 FM Work shop | MV3E43T |  |  |  |  | 2015 |  | 2021-07-29 11:07 | ngmai1 | ./public/img_mac/noimg.png
1201 | Power metter for PAD room | LE-PM7 | LE-DB | PB3 | PB1 PAD room | PM 5350 |  |  |  |  | 2015 |  | 2021-07-29 11:07 | ngmai1 | ./public/img_mac/noimg.png
1202 | Power metter LAD room | LE-PM9 | LE-DB | PB3 | PB1 Lab room | MV3E43T |  |  |  |  | 2015 |  | 2021-07-29 11:07 | ngmai1 | ./public/img_mac/noimg.png
1203 | Power metter lighting PB1 workshop | LE-PM6 | LE-DB | PB3 | PB1 LVSB room DB MSB | PM 710 |  |  |  |  | 2015 |  | 2021-07-29 11:07 | ngmai1 | ./public/img_mac/noimg.png
1204 | Power metter LP1 | LE-PM45 | LE-SB | PB2 | PB2 Generator room | 3P-MV3 E4 |  |  |  |  | 2015 |  | 2021-07-29 11:07 | ngmai1 | ./public/img_mac/noimg.png
1205 | Power metter Main office | LE-PM13 | LE-DB | PB3 | PB1 Generator room DB Megalo | PM 5350 |  |  |  |  | 2015 |  | 2021-07-29 11:07 | ngmai1 | ./public/img_mac/noimg.png
1206 | Power metter MCC1 | LE-PM38 | LE-SB | PB2 | PB2 Generator room | PM 710 |  |  |  |  | 2015 |  | 2021-07-29 11:07 | ngmai1 | ./public/img_mac/noimg.png
1207 | Power metter MCC2 | LE-PM39 | LE-SB | PB2 | PB2 Generator room | PM 710 |  |  |  |  | 2015 |  | 2021-07-29 11:07 | ngmai1 | ./public/img_mac/noimg.png
1208 | Power metter MCC3 | LE-PM40 | LE-SB | PB2 | PB2 Generator room | 3P-MV3 E4 |  |  |  |  | 2015 |  | 2021-07-29 11:07 | ngmai1 | ./public/img_mac/noimg.png
1209 | Power metter MCC4 | LE-PM41 | LE-SB | PB2 | PB2 Generator room | 3P-MV3 E4 |  |  |  |  | 2015 |  | 2021-07-29 11:07 | ngmai1 | ./public/img_mac/noimg.png
1210 | Power metter MCC5 | LE-PM42 | LE-SB | PB2 | PB2 Generator room | 3P-MV3 E4 |  |  |  |  | 2015 |  | 2021-07-29 11:07 | ngmai1 | ./public/img_mac/noimg.png
1211 | Power metter MCC6 | LE-PM43 | LE-SB | PB2 | PB2 Generator room | 3P-MV3 E4 |  |  |  |  | 2015 |  | 2021-07-29 11:07 | ngmai1 | ./public/img_mac/noimg.png
1212 | Power metter MCC7 | LE-PM44 | LE-SB | PB2 | PB2 Generator room | 3P-MV3 E4 |  |  |  |  | 2015 |  | 2021-07-29 11:07 | ngmai1 | ./public/img_mac/noimg.png
1213 | Power metter Mezzenine Power | LE-PM68 | LE-DB | PB3 | PB1 Zone 3 DBPZ3 | 3P-MV3 E4 |  |  |  |  | 2017 |  | 2021-07-29 11:07 | ngmai1 | ./public/img_mac/noimg.png
1214 | Power metter power Zone 1+2 | LE-PM4 | LE-DB | PB1 | PB1 LVSB room DB MSB | PM 710 |  |  |  |  | 2015 |  | 2021-07-29 11:07 | ngmai1 | ./public/img_mac/noimg.png
1215 | Power metter power Zone 3 | LE-PM5 | LE-DB | PB3 | PB1 LVSB room DB MSB | PM 710 |  |  |  |  | 2015 |  | 2021-07-29 11:07 | ngmai1 | ./public/img_mac/noimg.png
1216 | Power metter Production PB1 office | LE-PM69 | LE-DB | PB3 | PB1 Zone 3 DBPZ3 | 3P-MV3 E4 |  |  |  |  | 2017 |  | 2021-07-29 11:07 | ngmai1 | ./public/img_mac/noimg.png
1217 | Power metter SPARE | LE-PM46 | LE-SB | PB2 | PB2 Generator room | 3P-MV3 E4 |  |  |  |  | 2015 |  | 2021-07-29 11:07 | ngmai1 | ./public/img_mac/noimg.png
1218 | Power metter SPARE | LE-PM47 | LE-SB | PB2 | PB2 Generator room | 3P-MV3 E4 |  |  |  |  | 2015 |  | 2021-07-29 11:07 | ngmai1 | ./public/img_mac/noimg.png
1219 | Power metter Warehouse | LE-PM10 | LE-DB | PB3 | PB1 Warehouse DB Warehouse | MV3 E4 |  |  |  |  | 2015 |  | 2021-07-29 11:07 | ngmai1 | ./public/img_mac/noimg.png
1220 | Pressure Vessel | AC-WP05 | AC-SA | PB1 | PB1 in garden near Oil tank | V: 50 Lít * P max: 8 bar * Tank: Inox 304 * Ruột bình: EPDM * Conector: 1 inch |  |  |  |  | 2019 |  | 2021-07-29 11:07 | ngmai1 | ./public/img_mac/noimg.png
1221 | PRODUCTION LIGHT | LE-LT13 |  |  | PB2 Workshop | Apolo led 42A |  |  |  | 1x42W | 2017 |  | 2021-07-29 11:07 | ngmai1 | ./public/img_mac/noimg.png
1222 | QC table | PR-QCT1÷17 |  |  | PB1 Workshop | Mẫu |  |  |  |  | 2015 |  | 2021-07-29 11:07 | ngmai1 | ./public/img_mac/noimg.png
1223 | QC table | PR-QCT18÷43 |  |  | PB2 Workshop | Mẫu |  |  |  |  | 2015 |  | 2021-07-29 11:07 | ngmai1 | ./public/img_mac/noimg.png
1224 | Racking C | RA-3 |  |  | PB1 Warehouse | 2700x1000x6000- 2000kg |  |  |  |  | 2008 |  | 2021-07-29 11:07 | ngmai1 | ./public/img_mac/noimg.png
1225 | Racking D | RA-4 |  |  | PB1 Warehouse | 2700x1000x6000- 2000kg |  |  |  |  | 2008 |  | 2021-07-29 11:07 | ngmai1 | ./public/img_mac/noimg.png
1226 | Racking E | RA-5 |  |  | PB1 Warehouse | 2700x1000x6000- 2000kg |  |  |  |  | 2008 |  | 2021-07-29 11:07 | ngmai1 | ./public/img_mac/noimg.png
1227 | Racking F | RA-6 |  |  | PB1 Warehouse | 2700x1000x6000- 2000kg |  |  |  |  | 2008 |  | 2021-07-29 11:07 | ngmai1 | ./public/img_mac/noimg.png
1228 | Racking FB | RA-20 |  |  | PB3 Warehouse | 2700x1000x5500- 2000kg |  |  |  |  | 2017 |  | 2021-07-29 11:07 | ngmai1 | ./public/img_mac/noimg.png
1229 | Racking FC | RA-21 |  |  | PB3 Warehouse | 2700x1000x5500- 2000kg |  |  |  |  | 2017 |  | 2021-07-29 11:07 | ngmai1 | ./public/img_mac/noimg.png
1230 | Racking FD | RA-22 |  |  | PB3 Warehouse | 2700x1000x5500- 2000kg |  |  |  |  | 2017 |  | 2021-07-29 11:07 | ngmai1 | ./public/img_mac/noimg.png
1231 | Racking FE | RA-23 |  |  | PB3 Warehouse | 2700x1000x5500- 2000kg |  |  |  |  | 2017 |  | 2021-07-29 11:07 | ngmai1 | ./public/img_mac/noimg.png
1232 | Racking FG | RA-25 |  |  | PB3 Warehouse | 2700x1500x5500- 2000kg |  |  |  |  | 2017 |  | 2021-07-29 11:07 | ngmai1 | ./public/img_mac/noimg.png
1233 | Racking FH | RA-24 |  |  | PB3 Warehouse | 2700x1000x5500- 2000kg |  |  |  |  | 2017 |  | 2021-07-29 11:07 | ngmai1 | ./public/img_mac/noimg.png
1234 | Racking K | RA-8 |  |  | PB1 Warehouse | 2700x1000x6000- 2000kg |  |  |  |  | 2008 |  | 2021-07-29 11:07 | ngmai1 | ./public/img_mac/noimg.png
1235 | Racking L | RA-9 |  |  | PB2 Warehouse | 2700x1000x5500- 2000kg |  |  |  |  | 2010 |  | 2021-07-29 11:07 | ngmai1 | ./public/img_mac/noimg.png
1236 | Racking M | RA-10 |  |  | PB2 Warehouse | 2700x1000x5500- 2000kg |  |  |  |  | 2010 |  | 2021-07-29 11:07 | ngmai1 | ./public/img_mac/noimg.png
1237 | Racking N | RA-11 |  |  | PB2 Warehouse | 2700x1000x5500- 2000kg |  |  |  |  | 2010 |  | 2021-07-29 11:07 | ngmai1 | ./public/img_mac/noimg.png
1238 | Racking P | RA-13 |  |  | PB2 Warehouse | 2700x1000x5500- 2000kg |  |  |  |  | 2010 |  | 2021-07-29 11:07 | ngmai1 | ./public/img_mac/noimg.png
1239 | Racking Q | RA-14 |  |  | PB2 Warehouse | 2700x1000x5500- 2000kg |  |  |  |  | 2010 |  | 2021-07-29 11:07 | ngmai1 | ./public/img_mac/noimg.png
1240 | Racking R | RA-15 |  |  | PB2 Warehouse | 2700x1000x5500- 2000kg |  |  |  |  | 2010 |  | 2021-07-29 11:07 | ngmai1 | ./public/img_mac/noimg.png
1241 | Racking S | RA-16 |  |  | PB2 Warehouse | 2700x1000x5500- 2000kg |  |  |  |  | 2010 |  | 2021-07-29 11:07 | ngmai1 | ./public/img_mac/noimg.png
1242 | Racking U+V | RA-18 |  |  | PB2 Warehouse | 2700x1000x5500- 2000kg |  |  |  |  | 2010 |  | 2021-07-29 11:07 | ngmai1 | ./public/img_mac/noimg.png
1243 | RackingA | RA-1 |  |  | PB1 Warehouse | 2700x1000x6000- 2000kg |  |  |  |  | 2008 |  | 2021-07-29 11:07 | ngmai1 | ./public/img_mac/noimg.png
1244 | RackingB | RA-2 |  |  | PB1 Warehouse | 2700x1000x6000- 2000kg |  |  |  |  | 2008 |  | 2021-07-29 11:07 | ngmai1 | ./public/img_mac/noimg.png
1245 | RackingFI | RA-26 |  |  | PB3 Warehouse | 2700x1500x5500- 2000kg |  |  |  |  | 2017 |  | 2021-07-29 11:07 | ngmai1 | ./public/img_mac/noimg.png
1246 | RackingG | RA-7 |  |  | PB1 Warehouse | 2700x1000x6000- 2000kg |  |  |  |  | 2008 |  | 2021-07-29 11:07 | ngmai1 | ./public/img_mac/noimg.png
1247 | RackingO | RA-12 |  |  | PB2 Warehouse | 2700x1000x5500- 2000kg |  |  |  |  | 2010 |  | 2021-07-29 11:07 | ngmai1 | ./public/img_mac/noimg.png
1248 | Recorder-01 | CC-REC1 |  |  | PB1 inside Camera room | Xplus SPDRH16 | [6 empty] | 2021-07-29 11:07 | ngmai1 | ./public/img_mac/noimg.png
1249 | Recorder-02 | CC-REC2 |  |  | PB1 inside Camera room | Xplus SPDRH16 | [6 empty] | 2021-07-29 11:07 | ngmai1 | ./public/img_mac/noimg.png
1250 | Recorder-03 | CC-REC3 |  |  | PB1 inside Camera room | CJ-HDR416 | [6 empty] | 2021-07-29 11:07 | ngmai1 | ./public/img_mac/noimg.png
1251 | RecorderN0:01 | CC-REC4 |  |  | PB2 Odd room | CJ-HDR416 |  |  |  |  | 2017 |  | 2021-07-29 11:07 | ngmai1 | ./public/img_mac/noimg.png
1252 | RecorderN0:01 | CC-REC6 |  |  | PB3 IT room | KNR-1600 |  |  |  |  | 2017 |  | 2021-07-29 11:07 | ngmai1 | ./public/img_mac/noimg.png
1253 | RecorderN0:02 | CC-REC5 |  |  | PB2 Odd room | CJ-HDR416 |  |  |  |  | 2017 |  | 2021-07-29 11:07 | ngmai1 | ./public/img_mac/noimg.png
1254 | RecorderN0:02 | CC-REC7 |  |  | PB3 IT room | KNR-1600 |  |  |  |  | 2019 |  | 2021-07-29 11:07 | ngmai1 | ./public/img_mac/noimg.png
1255 | refrigerator | AC-RE1 | [10 empty] | 2021-07-29 11:07 | ngmai1 | ./public/img_mac/noimg.png
1256 | Rest Room Light | LE-LT8 |  |  | PB1Rest room | SJLITE -T5 EB-Economy TL6 |  |  |  |  | 2015 |  | 2021-07-29 11:07 | ngmai1 | ./public/img_mac/noimg.png
1257 | Rest room& locker Light | LE-LT18 |  |  | PB2 rest room/ locker room | 3x 14W-240V |  |  |  |  | 2010 |  | 2021-07-29 11:07 | ngmai1 | ./public/img_mac/noimg.png
1258 | Runway table Phubai2 | PR-RT351÷351 |  |  | PB2 Workshop | 2500x400x800mm |  |  |  |  | 2017 |  | 2021-07-29 11:07 | ngmai1 | ./public/img_mac/noimg.png
1259 | Runway table Phubai1 | PR-RT1÷350 |  |  | PB1 Workshop | 2500x400x800mm |  |  |  |  | 2017 |  | 2021-07-29 11:07 | ngmai1 | ./public/img_mac/noimg.png
1260 | Sand water filter-01 | WS-WF06 |  |  | PB2 Water treatment room | SIZE; 3672 |  |  |  | KO108WR057 | 2010 |  | 2021-07-29 11:07 | ngmai1 | ./public/img_mac/noimg.png
1261 | Sand water filter-02 | WS-WF07 |  |  | PB2 Water treatment room | SIZE; 3672 |  |  |  | KO108WR062 | 2010 |  | 2021-07-29 11:07 | ngmai1 | ./public/img_mac/noimg.png
1262 | scurity Ceiling fan 1 | FN-CF1 |  |  | PB1 Gate1 | Panasonic 0.022W |  |  |  |  | 2018 |  | 2021-07-29 11:07 | ngmai1 | ./public/img_mac/noimg.png
1263 | scurity Ceiling fan 2 | FN-CF2 |  |  | PB1 Gate2 | Panasonic 0.022W |  |  |  |  | 2018 |  | 2021-07-29 11:07 | ngmai1 | ./public/img_mac/noimg.png
1264 | Semiautomatic strapping machine | QC-GL |  |  | PB2 Neelde room | PW-0840AC |  |  |  | 1605002 | 2017 |  | 2021-07-29 11:07 | ngmai1 | ./public/img_mac/noimg.png
1265 | Single Sink table 01 | CT-ST1 | [10 empty] | 2021-07-29 11:07 | ngmai1 | ./public/img_mac/noimg.png
1266 | Single Sink table 02 | CT-ST2 | [10 empty] | 2021-07-29 11:07 | ngmai1 | ./public/img_mac/noimg.png
1267 | Single Sink table 03 | CT-ST3 | [10 empty] | 2021-07-29 11:07 | ngmai1 | ./public/img_mac/noimg.png
1268 | Single Sink table 04 | CT-ST4 | [10 empty] | 2021-07-29 11:07 | ngmai1 | ./public/img_mac/noimg.png
1269 | Smoke sensor alarm | FA-SD1÷65 |  |  | PB1 Workshop | No 2412/24E& 1412 |  |  |  |  | 2008 |  | 2021-07-29 11:07 | ngmai1 | ./public/img_mac/noimg.png
1270 | Speaker | PA-SP27÷64 |  |  | PB1 Workshop | LB2-UC30-L1 |  |  |  |  | 2014 |  | 2021-07-29 11:07 | ngmai1 | ./public/img_mac/noimg.png
1271 | Speaker | PA-SP115÷126 |  |  | PB2Canteen- corridor | LB2-UC30-L1 |  |  |  |  | 2011 |  | 2021-07-29 11:07 | ngmai1 | ./public/img_mac/noimg.png
1272 | Speaker 250 | PA-SP127÷128 |  |  | PB3 Workshop | 250W | [6 empty] | 2021-07-29 11:07 | ngmai1 | ./public/img_mac/noimg.png
1273 | Speaker- | PA-SP65÷115 |  |  | PB2 Workshop | LB2-UC30-L1 |  |  |  |  | 2010 |  | 2021-07-29 11:07 | ngmai1 | ./public/img_mac/noimg.png
1274 | Spray machineN0: 01 | QC-SP1 |  |  | PB1 Clearning room | OKUMA-100( HBI Cod: 707318) |  |  |  |  | 2009 |  | 2021-07-29 11:07 | ngmai1 | ./public/img_mac/noimg.png
1275 | Spray machineN0: 02 | QC-SP2 |  |  | PB1 Clearning room | OKUMA-100 |  |  |  |  | 2009 |  | 2021-07-29 11:07 | ngmai1 | ./public/img_mac/noimg.png
1276 | Spray machineN0: 04 | QC-SP3 |  |  | PB1 Clearning room | CL3 |  |  |  |  | 2019 |  | 2021-07-29 11:07 | ngmai1 | ./public/img_mac/noimg.png
1277 | sprinkler system | FF-WP8 |  |  | PB1, PB2, PB3 | [5 empty] | 2018 |  | 2021-07-29 11:07 | ngmai1 | ./public/img_mac/noimg.png
1278 | Steam rice cabinet( 100Kg) 01 | CT-SC1 | [10 empty] | 2021-07-29 11:07 | ngmai1 | ./public/img_mac/noimg.png
1279 | Steam rice cabinet( 100Kg) 02 | CT-SC2 | [10 empty] | 2021-07-29 11:07 | ngmai1 | ./public/img_mac/noimg.png
1280 | Steam rice cabinet( 100Kg) 03 | CT-SC3 | [10 empty] | 2021-07-29 11:07 | ngmai1 | ./public/img_mac/noimg.png
1281 | Steam rice cabinet( 100Kg) 04 | CT-SC4 | [10 empty] | 2021-07-29 11:07 | ngmai1 | ./public/img_mac/noimg.png
1282 | Steam rice cabinet( 100Kg) 05 | CT-SC5 | [10 empty] | 2021-07-29 11:07 | ngmai1 | ./public/img_mac/noimg.png
1283 | Steam rice cabinet( 100Kg) 06 | CT-SC6 | [10 empty] | 2021-07-29 11:07 | ngmai1 | ./public/img_mac/noimg.png
1284 | Steam rice cabinet( 50Kg) 01 | CT-SC7 | [10 empty] | 2021-07-29 11:07 | ngmai1 | ./public/img_mac/noimg.png
1285 | Steam rice cabinet( 50Kg) 02 | CT-SC8 | [10 empty] | 2021-07-29 11:07 | ngmai1 | ./public/img_mac/noimg.png
1286 | Steel cutting machine | FM-STC1 | [10 empty] | 2021-07-29 11:07 | ngmai1 | ./public/img_mac/noimg.png
1287 | Steel cutting machine | FM-STC2 | [10 empty] | 2021-07-29 11:07 | ngmai1 | ./public/img_mac/noimg.png
1288 | Supervisor cabinets | PR-SC1÷17 |  |  |  | Mẫu | [6 empty] | 2021-07-29 11:07 | ngmai1 | ./public/img_mac/noimg.png
1289 | Supply water filter lọc tinh | WS-WF03 |  |  | PB1 Water treatment room | 0.2microF-20 |  |  |  |  | 2009 |  | 2021-07-29 11:07 | ngmai1 | ./public/img_mac/noimg.png
1290 | T5 Linght | LE-LT6 |  |  | PB1 Main Office, Employ corrner, Pad room | SJLITE -T5 EB-Economy TL5 |  |  |  | 2x 28W-240V | 2016 |  | 2021-07-29 11:07 | ngmai1 | ./public/img_mac/noimg.png
1291 | Tank cart for dirty dishs | CT-TC1 | [10 empty] | 2021-07-29 11:07 | ngmai1 | ./public/img_mac/noimg.png
1292 | Tank cart for dirty dishs | CT-TC2 | [10 empty] | 2021-07-29 11:07 | ngmai1 | ./public/img_mac/noimg.png
1293 | Tank cart for dirty dishs | CT-TC3 | [10 empty] | 2021-07-29 11:07 | ngmai1 | ./public/img_mac/noimg.png
1294 | Tank cart for dirty dishs | CT-TC4 | [10 empty] | 2021-07-29 11:07 | ngmai1 | ./public/img_mac/noimg.png
1295 | Tank cart for dirty dishs | CT-TC5 | [10 empty] | 2021-07-29 11:07 | ngmai1 | ./public/img_mac/noimg.png
1296 | Tank cart for dirty dishs | CT-TC6 | [10 empty] | 2021-07-29 11:07 | ngmai1 | ./public/img_mac/noimg.png
1297 | Tank cart for dirty dishs | CT-TC7 | [10 empty] | 2021-07-29 11:07 | ngmai1 | ./public/img_mac/noimg.png
1298 | Tank cart for dirty dishs | CT-TC8 | [10 empty] | 2021-07-29 11:07 | ngmai1 | ./public/img_mac/noimg.png
1299 | Tank cart for dirty dishs | CT-TC9 | [10 empty] | 2021-07-29 11:07 | ngmai1 | ./public/img_mac/noimg.png
1300 | Transformer 1000 KVA. | ME-TR03 | LE-SB | PB2 | PB3 Transfosmer room |  |  |  |  | 1000 KVA ABB 1LVN17000000042 | 2017 |  | 2021-07-29 11:07 | ngmai1 | ./public/img_mac/noimg.png
1301 | Transformer 2500 KVA. | ME-TR01 | LE-DB | PB1 | PB1 Transfosmer room | 2500-15-22/04 |  |  |  | ILVN2081002 | 2008 |  | 2021-07-29 11:07 | ngmai1 | ./public/img_mac/noimg.png
1302 | Triple sink table 01 | CT-TT01 | [10 empty] | 2021-07-29 11:07 | ngmai1 | ./public/img_mac/noimg.png
1303 | vacuum Cleaner N0: 01 | CL-VC1 |  |  |  | BSC-WA1100 |  |  |  | VT150349 |  |  | 2021-07-29 11:07 | ngmai1 | ./public/img_mac/noimg.png
1304 | vacuum Cleaner N0: 02 | CL-VC2 |  |  |  | BSC-WDB160 |  |  |  | VT150350 |  |  | 2021-07-29 11:07 | ngmai1 | ./public/img_mac/noimg.png
1305 | vacuum Cleaner N0: 03 | CL-VC3 |  |  |  | BSC-WDB160 |  |  |  | 10001317 |  |  | 2021-07-29 11:07 | ngmai1 | ./public/img_mac/noimg.png
1306 | Vegetable cutter SIRMAN | CT-VC1 |  |  |  | TM Inox CE 230/50/1 | [6 empty] | 2021-07-29 11:07 | ngmai1 | ./public/img_mac/noimg.png
1307 | Vegetable cutter SIRMAN | CT-VC2 |  |  |  | TM Inox CE 230/50/1 |  |  |  | 19PO2350 |  |  | 2021-07-29 11:07 | ngmai1 | ./public/img_mac/noimg.png
1308 | VRV Air Conditioner | AC1-VRV1 | AC-SA | PB1 | PB1 Outside | PB-VAC2 |  |  |  | 44LK8739097/44LK8738152 | 2008 |  | 2021-07-29 11:07 | ngmai1 | ./public/img_mac/noimg.png
1309 | VRV Air Conditioner | AC1-VRV2 | AC-SA | PB1 | PB1 Outside | AHU-44RR040V/CDU-38AE-040/Water-cooled condenser : K1503H (Bitzer, Germany) Cooling tower : FRK40 (RINKI, Hong Kong) |  |  |  | 44LK87390101 | 2008/2019 |  | 2021-07-29 11:07 | ngmai1 | ./public/img_mac/noimg.png
1310 | VRV Air Conditioner | AC1-VRV3 | AC-SA | PB1 | PB1 Outside | AHU-44RR040V/CDU-38AE-040 |  |  |  | 44LK87390102/44LK8738148 | 2008 |  | 2021-07-29 11:07 | ngmai1 | ./public/img_mac/noimg.png
1311 | VRV Air Conditioner | AC1-VRV4 | AC-SA | PB1 | PB1 Outside | AHU-44RR040V/CDU-38AE-040/Water-cooled condenser : K1503H (Bitzer, Germany) Cooling tower : FRK40 (RINKI, Hong Kong) |  |  |  | 44LK87390101 | 2008/2019 |  | 2021-07-29 11:07 | ngmai1 | ./public/img_mac/noimg.png
1312 | VRV Air Conditioner | AC1-VRV5 | AC-SA | PB1 | PB1 Outside | AHU-44RR040V/CDU-38AE-040 |  |  |  | 44LK8739079/44LK87388151 | 2008 |  | 2021-07-29 11:07 | ngmai1 | ./public/img_mac/noimg.png
1313 | VRV Air Conditioner | AC1-VRV6 | AC-SA | PB1 | PB1 Outside | AHU-44RR040V/CDU-38AE-040/Water-cooled condenser : K1503H (Bitzer, Germany) Cooling tower : FRK40 (RINKI, Hong Kong) |  |  |  | 44LK87390101 | 2008/2019 |  | 2021-07-29 11:07 | ngmai1 | ./public/img_mac/noimg.png
1314 | VRV Air Conditioner | AC1-VRV7 | AC-SA | PB1 | PB1 Outside | AHU-44RR040V/CDU-38AE-040 |  |  |  | 44LK8739094/44LK87388157 | 2008 |  | 2021-07-29 11:07 | ngmai1 | ./public/img_mac/noimg.png
1315 | VRV Air Conditioner | AC1-VRV8 | AC-SA | PB1 | PB1 Outside | AHU-44RR040V/CDU-38AE-040/Water-cooled condenser : K1503H (Bitzer, Germany) Cooling tower : FRK40 (RINKI, Hong Kong) |  |  |  | 44LK87390101 | 2008/2019 |  | 2021-07-29 11:07 | ngmai1 | ./public/img_mac/noimg.png
1316 | VRV Air Conditioner | AC1-VRV9 | AC-SA | PB1 | PB1 Outside | AHU-44RR040V/CDU-38AE-040 |  |  |  | 44LK8739096/44LK87388153 | 2008 |  | 2021-07-29 11:07 | ngmai1 | ./public/img_mac/noimg.png
1317 | VRV Air Conditioner | AC2-VRV5 | AC-SA | PB2 | PB2 Outside | ACU-TTV600-CDURAUP600/ 625000 BTU/h-183.18kw |  |  |  | 1M0210-00511 | 2010 |  | 2021-07-29 11:07 | ngmai1 | ./public/img_mac/noimg.png
1318 | VRV Air Conditioner | AC2-VRV6 | AC-SA | PB2 | PB2 Outside | ACU-CLCP EURO 040-CDURAUP400/434000BTU/H-127.2KW |  |  |  | 1M0210-00601/ 1M0210-00602 | 2010 |  | 2021-07-29 11:07 | ngmai1 | ./public/img_mac/noimg.png
1319 | VRV Air Conditioner | AC2-VRV7 | AC-SA | PB2 | PB2 Outside | ACU-TTV400-CDURAUP400/ 625000 BTU/h-183.18kw |  |  |  | 1M0210-00604 | 2010 |  | 2021-07-29 11:07 | ngmai1 | ./public/img_mac/noimg.png
1320 | VRV Air Conditioner | AC2-VRV8 | AC-SA | PB2 | PB2 Outside | ACU-TTV600-CDURAUP600/ 625000 BTU/h-183.18kw |  |  |  | 1M0210-00515 | 2010 |  | 2021-07-29 11:07 | ngmai1 | ./public/img_mac/noimg.png
1321 | VRV Air Conditioner | AC2-VRV9 | AC-SA | PB2 | PB2 Outside | ACU-TTV600-CDURAUP600/ 625000 BTU/h-183.18kw |  |  |  | 1M0210-00516 | 2010 |  | 2021-07-29 11:07 | ngmai1 | ./public/img_mac/noimg.png
1322 | VRV Air Conditioner | AC1-VRV10 | AC-SA | PB1 | PB1 Outside | AHU-44RR040V/CDU-38AE-040/Water-cooled condenser : K1503H (Bitzer, Germany) Cooling tower : FRK40 (RINKI, Hong Kong) |  |  |  | 44LK87390101 | 2008/2019 |  | 2021-07-29 11:07 | ngmai1 | ./public/img_mac/noimg.png
1323 | VRV Air Conditioner | AC1-VRV11 | AC-SA | PB1 | PB1 Outside | 40RBU040X-30RV/38ASU400S301 |  |  |  |  | 2018 |  | 2021-07-29 11:07 | ngmai1 | ./public/img_mac/noimg.png
1324 | VRV Air Conditioner | AC1-VRV12 | AC-SA | PB1 | PB1 Outside | 40RBU040X-30RV/38ASU400S301 |  |  |  |  | 2018 |  | 2021-07-29 11:07 | ngmai1 | ./public/img_mac/noimg.png
1325 | VRV Air Conditioner | AC1-VRV13 | AC-SA | PB1 | PB1 Outside | 40RBU025X-30RV/38ASU240S301 |  |  |  |  | 2018 |  | 2021-07-29 11:07 | ngmai1 | ./public/img_mac/noimg.png
1326 | VRV Air Conditioner | AC2-VRV10 | AC-SA | PB2 | PB2 Outside | ACU-TTV600-CDURAUP600/ 625000 BTU/h-183.18kw |  |  |  | 1M0210-00514 | 2010 |  | 2021-07-29 11:07 | ngmai1 | ./public/img_mac/noimg.png
1327 | VRV Air Conditioner | AC2-VRV11 | AC-SA | PB2 | PB2 Outside | ACU-TTV600-CDURAUP600/ 625000 BTU/h-183.18kw | DEMAGE |  |  | 1M0210-00513 | 2010 |  | 2021-07-29 11:07 | ngmai1 | ./public/img_mac/noimg.png
1328 | VRV Air Conditioner | AC2-VRV12 | AC-SA | PB3 | PB2 Outside | ACU-TTV600-CDURAUP600/ 625000 BTU/h-183.18kw |  |  |  | 1M0210-00512 | 2010 |  | 2021-07-29 11:07 | ngmai1 | ./public/img_mac/noimg.png
1329 | Walk-in chiller | CT-WCH1 |  |  |  | FEM 0590 |  |  |  | 10B53138 |  |  | 2021-07-29 11:07 | ngmai1 | ./public/img_mac/noimg.png
1330 | Walk-in freezer | CT-WFR1 | [7 empty] | 10B53139 |  |  | 2021-07-29 11:07 | ngmai1 | ./public/img_mac/noimg.png
1331 | Wall fan | FN-WF07 |  |  | PB1 Pad room | H-686 |  |  |  |  | 2016 |  | 2021-07-29 11:07 | ngmai1 | ./public/img_mac/noimg.png
1332 | Wall fan | FN-WF08 |  |  | PB1 Mec room near Padroom | PLA-3.3D |  |  |  |  | 2016 |  | 2021-07-29 11:07 | ngmai1 | ./public/img_mac/noimg.png
1333 | Wall light | LE-LT12 |  |  | PB1Outside wall rest room | AmbEE-LD 30E |  |  |  | 1x18W | 2016 |  | 2021-07-29 11:07 | ngmai1 | ./public/img_mac/noimg.png
1334 | Wall light | LE-LT21 |  |  | PB2 Outside wall | AmbEE-LD 30E |  |  |  | 1x18W | 2016 |  | 2021-07-29 11:07 | ngmai1 | ./public/img_mac/noimg.png
1335 | WARE HOUSE LIGHT | LE-LT14 |  |  | PB2 Warehouse | Apolo led 80 |  |  |  | 1x80W | 2017 |  | 2021-07-29 11:07 | ngmai1 | ./public/img_mac/noimg.png
1336 | Warehouse light | LE-LT2 |  |  | PB1Warehouse | Apolo led 120 |  |  |  |  | 2017 |  | 2021-07-29 11:07 | ngmai1 | ./public/img_mac/noimg.png
1337 | Washing machine N0: 01 | QC-WAS1 |  |  | PB1 lab room | 3XWTW570SW/111 |  |  |  |  | 2009 |  | 2021-07-29 11:07 | ngmai1 | ./public/img_mac/noimg.png
1338 | Washing machine N0: 02 | QC-WAS2 |  |  | PB1 lab room | 3XWTW570SW/111 |  |  |  |  | 2018 |  | 2021-07-29 11:07 | ngmai1 | ./public/img_mac/noimg.png
1339 | Washing machine N0: 03 | QC-WAS3 |  |  | PB1 lab room | 3XWTW570SW/111 |  |  |  |  | 2019 |  | 2021-07-29 11:07 | ngmai1 | ./public/img_mac/noimg.png
1340 | Washing machine N0: 04 | QC-WAS4 |  |  | PB1 lab room | 3XWTW570SW/111 |  |  |  |  | 2018 |  | 2021-07-29 11:07 | ngmai1 | ./public/img_mac/noimg.png
1341 | Washing machine N0: 05 | QC-WAS5 |  |  | PB1 lab room | 3XWTW570SW/111 |  |  |  |  | 2018 |  | 2021-07-29 11:07 | ngmai1 | ./public/img_mac/noimg.png
1342 | Washing machine N0: 06 | QC-WAS6 |  |  | PB1 Clearning room | 3XWTW570SW/111 |  |  |  |  | 2018 |  | 2021-07-29 11:07 | ngmai1 | ./public/img_mac/noimg.png
1343 | Waste water pump | DS-WP1 |  |  | PB2 Outside | Ebara-D125 |  |  |  |  | 2018 |  | 2021-07-29 11:07 | ngmai1 | ./public/img_mac/noimg.png
1344 | Waste water pump | DS-WP2 |  |  | PB2 Outside | Ebara-D125 |  |  |  |  | 2018 |  | 2021-07-29 11:07 | ngmai1 | ./public/img_mac/noimg.png
1345 | Water Dispenser01 | WS-WD1 |  |  |  | ADR75-V-ET-1 | [6 empty] | 2021-07-29 11:07 | ngmai1 | ./public/img_mac/noimg.png
1346 | Water Dispenser02 | WS-WD2 |  |  |  | ADR75-V-ET-1 | [6 empty] | 2021-07-29 11:07 | ngmai1 | ./public/img_mac/noimg.png
1347 | Water Dispenser03 | WS-WD3 |  |  |  | WD-L520FCS | [6 empty] | 2021-07-29 11:07 | ngmai1 | ./public/img_mac/noimg.png
1348 | Water Dispenser04 | WS-WD4 |  |  |  | SWC-M001HC | [6 empty] | 2021-07-29 11:07 | ngmai1 | ./public/img_mac/noimg.png
1349 | Water Dispenser05 | WS-WD5 |  |  |  | WD-T988FCR | [6 empty] | 2021-07-29 11:07 | ngmai1 | ./public/img_mac/noimg.png
1350 | Water Dispenser06 | WS-WD6 |  |  |  | WD-T988FCR | [6 empty] | 2021-07-29 11:07 | ngmai1 | ./public/img_mac/noimg.png
1351 | Water Dispenser07 | WS-WD7 |  |  |  | CNC460HC | [6 empty] | 2021-07-29 11:07 | ngmai1 | ./public/img_mac/noimg.png
1352 | Water Dispenser08 | WS-WD8 |  |  |  | WD-L520FCS | [6 empty] | 2021-07-29 11:07 | ngmai1 | ./public/img_mac/noimg.png
1353 | Water Dispenser09 | WS-WD9 |  |  |  | AR75-A-S-H1 | [6 empty] | 2021-07-29 11:07 | ngmai1 | ./public/img_mac/noimg.png
1354 | Water Dispenser10 | WS-WD10 |  |  |  | CHP-671R | [6 empty] | 2021-07-29 11:07 | ngmai1 | ./public/img_mac/noimg.png
1355 | Water Dispenser11 | WS-WD11 |  |  |  | LG 32N |  |  |  | 509KG32N-QY07443 |  |  | 2021-07-29 11:07 | ngmai1 | ./public/img_mac/noimg.png
1356 | Water Dispenser12 | WS-WD12 |  |  |  | LG 32N |  |  |  | 509KG32N-QY07469 |  |  | 2021-07-29 11:07 | ngmai1 | ./public/img_mac/noimg.png
1357 | Water Dispenser13 | WS-WD13 |  |  |  | LG 32N |  |  |  | 509KG32N-QY04811 |  |  | 2021-07-29 11:07 | ngmai1 | ./public/img_mac/noimg.png
1358 | Water Dispenser14 | WS-WD14 |  |  |  | HC-450 | [6 empty] | 2021-07-29 11:07 | ngmai1 | ./public/img_mac/noimg.png
1359 | Water Dispenser15 | WS-WD15 |  |  |  | HC-450 | [6 empty] | 2021-07-29 11:07 | ngmai1 | ./public/img_mac/noimg.png
1360 | Water Dispenser16 | WS-WD16 |  |  |  | HC-450 | [6 empty] | 2021-07-29 11:07 | ngmai1 | ./public/img_mac/noimg.png
1361 | Water Dispenser17 | WS-WD17 |  |  |  | HC-450 | [6 empty] | 2021-07-29 11:07 | ngmai1 | ./public/img_mac/noimg.png
1362 | Water Dispenser18 | WS-WD18 |  |  |  | HC-450 | [6 empty] | 2021-07-29 11:07 | ngmai1 | ./public/img_mac/noimg.png
1363 | Water Dispenser19 | WS-WD19 |  |  |  | HC-450 | [6 empty] | 2021-07-29 11:07 | ngmai1 | ./public/img_mac/noimg.png
1364 | Water Dispenser20 | WS-WD20 |  |  |  | HC-450 | [6 empty] | 2021-07-29 11:07 | ngmai1 | ./public/img_mac/noimg.png
1365 | Water Dispenser21 | WS-WD21 |  |  |  | HC-450 | [6 empty] | 2021-07-29 11:07 | ngmai1 | ./public/img_mac/noimg.png
1366 | Water Dispenser22 | WS-WD22 |  |  |  | HC-450 | [6 empty] | 2021-07-29 11:07 | ngmai1 | ./public/img_mac/noimg.png
1367 | Water Dispenser23 | WS-WD23 |  |  |  | HC-450 | [6 empty] | 2021-07-29 11:07 | ngmai1 | ./public/img_mac/noimg.png
1368 | Water Dispenser24 | WS-WD24 |  |  |  | HC-450 | [6 empty] | 2021-07-29 11:07 | ngmai1 | ./public/img_mac/noimg.png
1369 | Water Dispenser25 | WS-WD25 |  |  |  | HC-450 | [6 empty] | 2021-07-29 11:07 | ngmai1 | ./public/img_mac/noimg.png
1370 | Water Dispenser26 | WS-WD26 |  |  |  | HC-450 | [6 empty] | 2021-07-29 11:07 | ngmai1 | ./public/img_mac/noimg.png
1371 | Water Dispenser27 | WS-WD27 |  |  |  | HC-450 | [6 empty] | 2021-07-29 11:07 | ngmai1 | ./public/img_mac/noimg.png
1372 | Water Dispenser28 | WS-WD28 |  |  |  | HC-450 | [6 empty] | 2021-07-29 11:07 | ngmai1 | ./public/img_mac/noimg.png
1373 | Water Dispenser29 | WS-WD29 |  |  |  | HC-451 | [6 empty] | 2021-07-29 11:07 | ngmai1 | ./public/img_mac/noimg.png
1374 | Water Dispenser30 | WS-WD30 |  |  |  | AR75-A-S-H1 | [6 empty] | 2021-07-29 11:07 | ngmai1 | ./public/img_mac/noimg.png
1375 | Water Dispenser31 | WS-WD31 |  |  |  | AR75-A-S-H1 | [6 empty] | 2021-07-29 11:07 | ngmai1 | ./public/img_mac/noimg.png
1376 | Water Fan | FN-HF1÷6 |  |  | PB1 Workshop | 7000A |  |  |  |  | 2018 |  | 2021-07-29 11:07 | ngmai1 | ./public/img_mac/noimg.png
1377 | Water Fan | FN-HF7÷9 |  |  | PB1Warehouse | 7000A |  |  |  |  | 2018 |  | 2021-07-29 11:07 | ngmai1 | ./public/img_mac/noimg.png
1378 | Water Fan | FN-HF10÷12 |  |  | PB2 Workshop | 7000A |  |  |  |  | 2019 |  | 2021-07-29 11:07 | ngmai1 | ./public/img_mac/noimg.png
1379 | Water Fan | FN-HF13÷14 |  |  | PB2 Warehouse | 7000A |  |  |  |  | 2018 |  | 2021-07-29 11:07 | ngmai1 | ./public/img_mac/noimg.png
1380 | Water Fan | FN-HF15÷31 |  |  | PB3 Workshop | 7000A |  |  |  |  | 2018 |  | 2021-07-29 11:07 | ngmai1 | ./public/img_mac/noimg.png
1381 | Water filter | AC-WF01 | AC-SA | PB1 | PB1 in garden near Oil tank | Model: 1354 |  |  |  | 201812134007 | 2019 |  | 2021-07-29 11:07 | ngmai1 | ./public/img_mac/noimg.png
1382 | Water filter | WS-WF01 |  |  | PB1 Water treatment room | Kèmlo 5 micro -20 |  |  |  |  | 2009 |  | 2021-07-29 11:07 | ngmai1 | ./public/img_mac/noimg.png
1383 | WATER GUN PUMP N0:01 | CL-WGP1 |  |  |  | Bosch | [6 empty] | 2021-07-29 11:07 | ngmai1 | ./public/img_mac/noimg.png
1384 | WATER GUN PUMP N0:02 | CL-WGP2 |  |  |  | Densin C-110E / N3-11.18 |  |  |  | 80030482/70560159 |  |  | 2021-07-29 11:07 | ngmai1 | ./public/img_mac/noimg.png
1385 | WATER GUN PUMP N0:03 | CL-WGP3 |  |  |  | Densin C-110E / N3-11.18 |  |  |  | 80032754 |  |  | 2021-07-29 11:07 | ngmai1 | ./public/img_mac/noimg.png
1386 | Water heat (boiler) | CT-BL01 |  |  |  | 621275 | [6 empty] | 2021-07-29 11:07 | ngmai1 | ./public/img_mac/noimg.png
1387 | Water heat (boiler) | CT-BL02 |  |  |  | 631275 | [6 empty] | 2021-07-29 11:07 | ngmai1 | ./public/img_mac/noimg.png
1388 | Water pump | WS-WP3 |  |  | PB1 Garden near Main Office | CM40-80A | [6 empty] | 2021-07-29 11:07 | ngmai1 | ./public/img_mac/noimg.png
1389 | Water pump | WS-WP4 |  |  | PB1 Garden near Oil Tank PB2 | CM40-80A | [6 empty] | 2021-07-29 11:07 | ngmai1 | ./public/img_mac/noimg.png
1390 | Water Pump | AC-WP01 | AC-SA | PB1 | PB1 in garden near Oil tank | *Model: Ebara CDXM/A 90/10 |  |  |  |  | 2019 |  | 2021-07-29 11:07 | ngmai1 | ./public/img_mac/noimg.png
1391 | Water Pump | AC-WP02 | AC-SA | PB1 | PB1 in garden near Oil tank | *Model: Ebara CDXM/A 90/10 |  |  |  |  | 2019 |  | 2021-07-29 11:07 | ngmai1 | ./public/img_mac/noimg.png
1392 | Water pump | WS-WP16 |  |  | PB3 Water treatment room | CM10-2 ARAEAVBEFAAN/A-96806945-P1-1710 |  |  |  |  | 2017 |  | 2021-07-29 11:07 | ngmai1 | ./public/img_mac/noimg.png
1393 | Water pump | WS-WP17 |  |  | PB3 Water treatment room | CM10-2 ARAEAVBEFAAN/A-96806945-P1-1710 |  |  |  |  | 2017 |  | 2021-07-29 11:07 | ngmai1 | ./public/img_mac/noimg.png
1394 | Water Pump | AC1-WPVRV2 | AC-SA | PB1 | PB1 CDU Điều hòa 02 | Pentax CHT160 Q=100-450 l/m, H=23,9-7,8 mh2O |  |  |  |  | 2019 |  | 2021-07-29 11:07 | ngmai1 | ./public/img_mac/noimg.png
1395 | Water Pump | AC1-WPVRV4 | AC-SA | PB1 | PB1 CDU Điều hòa 04 | *Model: Ebara CD200/A 200/40 |  |  |  |  | 2019 |  | 2021-07-29 11:07 | ngmai1 | ./public/img_mac/noimg.png
1396 | Water Pump | AC1-WPVRV6 | AC-SA | PB1 | PB1 CDU Điều hòa 06 | Pentax CHT160 Q=100-450 l/m, H=23,9-7,8 mh2O |  |  |  |  | 2019 |  | 2021-07-29 11:07 | ngmai1 | ./public/img_mac/noimg.png
1397 | Water Pump | AC1-WPVRV8 | AC-SA | PB1 | PB1 CDU Điều hòa 08 | Pentax CHT160 Q=100-450 l/m, H=23,9-7,8 mh2O |  |  |  |  | 2019 |  | 2021-07-29 11:07 | ngmai1 | ./public/img_mac/noimg.png
1398 | Water Pump | AC1-WPVRV10 | AC-SA | PB1 | PB1 CDU Điều hòa 10 | Pentax CHT160 Q=100-450 l/m, H=23,9-7,8 mh2O |  |  |  |  | 2019 |  | 2021-07-29 11:07 | ngmai1 | ./public/img_mac/noimg.png
1399 | Water pump for Drink | WS-WP9 |  |  | PB2 Water treatment room | CR 32-2 A-F-A-EHQQE/ A96122009P1949 |  |  |  | S/n:0004 | 2010 |  | 2021-07-29 11:07 | ngmai1 | ./public/img_mac/noimg.png
1400 | Water pump for Drink | WS-WP10 |  |  | PB2 Water treatment room | CR 32-2 A-F-A-EHQQE/ A96122009P1949 |  |  |  | S/n:0003 | 2010 |  | 2021-07-29 11:07 | ngmai1 | ./public/img_mac/noimg.png
1401 | Water pump for Drink | WS-WP11 |  |  | PB2 Water treatment room | CR 32-2 A-F-A-EHQQE/ A96122009P1949 |  |  |  | S/n:0002 | 2010 |  | 2021-07-29 11:07 | ngmai1 | ./public/img_mac/noimg.png
1402 | Water pump for Drink | WS-WP21 |  |  | PB1 Water treatment room | 80 2-220A-F-G_AQQV/060211164 |  |  |  |  | 2009 |  | 2021-07-29 11:07 | ngmai1 | ./public/img_mac/noimg.png
1403 | Water pump for Drink | WS-WP22 |  |  | PB1 Water treatment room | CDX-30/10 |  |  |  |  | 2009 |  | 2021-07-29 11:07 | ngmai1 | ./public/img_mac/noimg.png
1404 | Water pump for Drink | WS-WP23 |  |  | PB1 Water treatment room | EVMS 3 15N5/1.5 |  |  |  |  | 2019 |  | 2021-07-29 11:07 | ngmai1 | ./public/img_mac/noimg.png
1405 | Water pump for Drink | WS-WP24 |  |  | PB1 Water treatment room | EVMS 3 15N5/1.5 |  |  |  |  | 2019 |  | 2021-07-29 11:07 | ngmai1 | ./public/img_mac/noimg.png
1406 | Water pump for Drink | WS-WP25 |  |  | PB1 Water treatment room | Model Ebara CDXM/A 90/10 |  |  |  |  | 2019 |  | 2021-07-29 11:07 | ngmai1 | ./public/img_mac/noimg.png
1407 | Water pump for Filter | WS-WP12 |  |  | PB2 Water treatment room | CH12-30 A-w_A-CVBE/D4P508015P10937 |  |  |  |  | 2010 |  | 2021-07-29 11:07 | ngmai1 | ./public/img_mac/noimg.png
1408 | Water pump for Filter | WS-WP13 |  |  | PB2 Water treatment room | CH12-30 A-w_A-CVBE/D4P508015P10938 |  |  |  |  | 2010 |  | 2021-07-29 11:07 | ngmai1 | ./public/img_mac/noimg.png
1409 | Water pump for Filter | WS-WP18 |  |  | PB3 Water treatment room | CMA/B 1.5M |  |  |  |  | 2017 |  | 2021-07-29 11:07 | ngmai1 | ./public/img_mac/noimg.png
1410 | Water pump for Filter | WS-WP19 |  |  | PB3 Water treatment room | CMA/B 1.5M |  |  |  |  | 2017 |  | 2021-07-29 11:07 | ngmai1 | ./public/img_mac/noimg.png
1411 | Water Pump for Floor PB3 | WS-WP20 |  |  | PB3 water tank | MD 40 200/75 |  |  |  |  | 2019 |  | 2021-07-29 11:07 | ngmai1 | ./public/img_mac/noimg.png
1412 | Water Pump for Garden | WS-WP14 |  |  | PB2 water tank | CH8-50A-w-A-CVBE |  |  |  |  | 2010 |  | 2021-07-29 11:07 | ngmai1 | ./public/img_mac/noimg.png
1413 | Water Pump for Garden | WS-WP15 |  |  | PB2 water tank | CH8-50A-w-A-CVBE |  |  |  |  | 2010 |  | 2021-07-29 11:07 | ngmai1 | ./public/img_mac/noimg.png
1414 | Water pump+ van | WS-WP1 |  |  | PB1 Water tank | CM40-160A |  |  |  |  | 2010 |  | 2021-07-29 11:07 | ngmai1 | ./public/img_mac/noimg.png
1415 | Water pump+ van | WS-WP2 |  |  | PB1 Water tank | CM40-160A |  |  |  |  | 2010 |  | 2021-07-29 11:07 | ngmai1 | ./public/img_mac/noimg.png
1416 | Water Tank | AC-WT01 | AC-SA | PB2 | PB1 in garden near Oil tank | Inox304 1000l, Pi:940, H:1630 |  |  |  |  | 2019 |  | 2021-07-29 11:07 | ngmai1 | ./public/img_mac/noimg.png
1417 | Water Tank 01 | WS-WT04 |  |  | PB3 Water tank | 285 m3 |  |  |  |  | 2017 |  | 2021-07-29 11:07 | ngmai1 | ./public/img_mac/noimg.png
1418 | Water Tank 02 | WS-WT03 |  |  | PB2 Outside | 150m3 |  |  |  |  | 2010 |  | 2021-07-29 11:07 | ngmai1 | ./public/img_mac/noimg.png
1419 | Water Tank 02 | WS-WT05 |  |  | PB3 Water tank | 285 m3 |  |  |  |  | 2017 |  | 2021-07-29 11:07 | ngmai1 | ./public/img_mac/noimg.png
1420 | Welding machine | FM-WEL1 |  |  |  | JASIC ARC200 | [6 empty] | 2021-07-29 11:07 | ngmai1 | ./public/img_mac/noimg.png
1421 | Welding machine | FM-WEL2 |  |  |  | JASIC ARC201 | [6 empty] | 2021-07-29 11:07 | ngmai1 | ./public/img_mac/noimg.png
1422 | Welding machine | FM-WEL3 |  |  |  | JASIC ARC201 | [6 empty] | 2021-07-29 11:07 | ngmai1 | ./public/img_mac/noimg.png
1423 | Workshop light | LE-LT1 |  |  | PB1 Workshop | Apolo led 42A |  |  |  |  | 2017 |  | 2021-07-29 11:07 | ngmai1 | ./public/img_mac/noimg.png